## Bill No.1
Planning Code | DESCRIPTION | UNIT | QTY | UNIT RATE | TOTAL
|  |  |  | AED & Fils | AED & Fils
| DIVISION 2 - SITEWORK |  |  |  |  | DIVISION 2 - SITEWORK
| SECTION 02231 - GRANULAR SUB-BASE |  |  |  |  | DIVISION 2 - SITEWORK
Plan-MB-10000 | Supply and compact granular sub-base upto 100mm thick under reinforced concrete slab on grade, complete as shown as per the approval of the Superintendent, for the sides in the Drawings | M2 | 5049 | 0.28 | 1413.72 | DIVISION 2 - SITEWORK
| SECTION 02315 - EXCAVATION SUPPORT SYSTEM |  |  |  |  | DIVISION 2 - SITEWORK
| Design, installation and maintenance of shoring system |  |  |  |  | DIVISION 2 - SITEWORK
Plan-MB-10001 | with height from zero architectural level design to the depth required to protect streets and walkways, applying required tests as per the Engineers instruction, the shoring system shall include the protection for both excavation levels as shown on the drawings. | MR | 97 | 111.9 | 10854.3 | DIVISION 2 - SITEWORK
| SECTION 02320 - EXCAVATION |  |  |  |  | DIVISION 2 - SITEWORK
Plan-MB-10002 | Excavation in all kinds of soil for foundations, sump pits, basement, lift well, etc. down to the excavation bottom level shown in the drawings including disposal of surplus material from site to public dump yard to the satisfaction of the Superintendent. | M3 | 58702 | 1.007 | 59112.914 | DIVISION 2 - SITEWORK
| SECTION 02325 - BACKFILLING |  |  |  |  | DIVISION 2 - SITEWORK
| Filling/Refilling with selected excavated Soil and/or |  |  |  |  | DIVISION 2 - SITEWORK
| Borrow Pit Soil to be supplied by the Contractor |  |  |  |  | DIVISION 2 - SITEWORK
| as per the approval of the Superintendent, for the sides of Foundations, Raft, Retaining Wall, etc. |  |  |  |  | DIVISION 2 - SITEWORK
Plan-MB-10003 | as per the Levels, Lines and slopes shown in the Drawings and Documents | M3 | 30110 | 1.679 | 50554.69 | DIVISION 2 - SITEWORK
| SECTION 02362 - TERMITE CONTROL |  |  |  |  | DIVISION 2 - SITEWORK
| Supply and spray Anti Termite solution/ liquid to the soil for the whole area of the site wherever permanent works to be done undertaken and wherever the concrete and/ or the permanent work will be in |  |  |  |  | DIVISION 2 - SITEWORK
Plan-MB-10004 | contact with the soil, complete in all respects as per manufacturer's recommendations and to meet with the Superintendent's requirements and approvals. | M2 | 8040 | 0.28 | 2251.2 | DIVISION 2 - SITEWORK
DIVISION 2 - SITEWORK
| SECTION 02900 - LANDSCAPE |  |  |  |  | DIVISION 2 - SITEWORK
| Supply and plant ground covers, grass, etc. including fertilizers, planting soil, soil separator, mulch layer, etc. complete. |  |  |  |  | DIVISION 2 - SITEWORK
Plan-MB-10005 | Paspalum Vignatum (stolons) | M2 | 101 | 3.917 | 395.617 | DIVISION 2 - SITEWORK
Plan-MB-10006 | Coryota Palm ( CP 180 ) | NO | 17 | 134.28 | 2282.76 | DIVISION 2 - SITEWORK
Plan-MB-10007 | Croton Petra ( CR 150 ) | NO | 44 | 13.428 | 590.832 | DIVISION 2 - SITEWORK
Plan-MB-10008 | Draceana Fragrance Toef ( DFT 150 ) | NO | 11 | 7.096 | 78.056 | DIVISION 2 - SITEWORK
Plan-MB-10009 | Scheffelera Arbicola ( SAR 100 ) | NO | 50 | 44.76 | 2238 | DIVISION 2 - SITEWORK
Plan-MB-10010 | Draceana Lemon Lime ( DLL 80 ) | NO | 24 | 44.76 | 1074.24 | DIVISION 2 - SITEWORK
Plan-MB-10011 | Draceana Marginata Toef ( DMT 60 ) | NO | 61 | 44.76 | 2730.36 | DIVISION 2 - SITEWORK
Plan-MB-10012 | Draceana Marginata Vertkt ( DMV 60 ) | NO | 95 | 44.76 | 4252.2 | DIVISION 2 - SITEWORK
Plan-MB-10013 | Ficus Starlight ( FS 80 ) | NO | 49 | 44.76 | 2193.24 | DIVISION 2 - SITEWORK
Plan-MB-10014 | Pennisetum Setaceum | NO | 23 | 44.76 | 1029.48 | DIVISION 2 - SITEWORK
Plan-MB-10015 | Bouganvilea Sanderiana | NO | 17 | 8.952 | 152.184 | DIVISION 2 - SITEWORK
Plan-MB-10016 | Supply install stone pebbles with varying sizes for planter boxes | M2 | 426 | 13.428 | 5720.328 | DIVISION 2 - SITEWORK
DIVISION 2 - SITEWORK
DIVISION 2 - SITEWORK
DIVISION 2 - SITEWORK
DIVISION 2 - SITEWORK
DIVISION 2 - SITEWORK
DIVISION 2 - SITEWORK
DIVISION 2 - SITEWORK
DIVISION 2 - SITEWORK
DIVISION 2 - SITEWORK
| TOTAL |  |  |  | 146924.121 | DIVISION 2 - SITEWORK
| DIVISION 3 - CONCRETE |  |  |  |  | DIVISION 3 - CONCRETE
| The Contractor is referred to the specifications & Drawings for all details related to this Division of the works and he is to include for complying with all the requirements, contained therein, whether or |  |  |  |  | DIVISION 3 - CONCRETE
| not those are specifically mentioned with in the items and to the approval of the Superintendent. |  |  |  |  | DIVISION 3 - CONCRETE
| SECTION 03300 CAST-IN-PLACE CONCRETE |  |  |  |  | DIVISION 3 - CONCRETE
| SUB-STRUCTURE |  |  |  |  | DIVISION 3 - CONCRETE
| Plain cement concrete having minimum crushing strength 150kg/cm2 using sulphate resistant cement type "V" including vibrating, curing, necessary formwork, etc. complete. |  |  |  |  | DIVISION 3 - CONCRETE
Plan-MB-10017 | 70 mm Thick concrete blinding under raft foundation | M2 | 3539 | 2.484 | 8790.876 | DIVISION 3 - CONCRETE
Plan-MB-10018 | 75 mm Thick concrete blinding under footings | M2 | 1627 | 2.663 | 4332.701 | DIVISION 3 - CONCRETE
Plan-MB-10019 | 50 mm Thick concrete blinding under grade beams | M2 | 988 | 1.779 | 1757.652 | DIVISION 3 - CONCRETE
| Reinforced cement concrete having a minimum cube strength of 450 kg/cm2 using sulphate resistant cement type "V" including reinforcement, formwork, vibrating, roding, finishing, curing,expansion joint, 2 coats of asphalt paint wherever in contact with soil/ground, etc. complete. |  |  |  |  | DIVISION 3 - CONCRETE
Plan-MB-10020 | Raft Foundation | M3 | 4925 | 79.729 | 392665.325 | DIVISION 3 - CONCRETE
Plan-MB-10021 | Footings | M3 | 1247 | 92.15 | 114911.05 | DIVISION 3 - CONCRETE
Plan-MB-10022 | Column Neck | M3 | 296 | 134.497 | 39811.112 | DIVISION 3 - CONCRETE
Plan-MB-10023 | Wall Neck | M3 | 117 | 115.134 | 13470.678 | DIVISION 3 - CONCRETE
Plan-MB-10024 | Grade Beams | M3 | 623 | 89.811 | 55952.253 | DIVISION 3 - CONCRETE
Plan-MB-10025 | Curved Grade Beams | M3 | 45 | 92.049 | 4142.205 | DIVISION 3 - CONCRETE
Plan-MB-10026 | Beams | M3 | 246 | 114.015 | 28047.69 | DIVISION 3 - CONCRETE
DIVISION 3 - CONCRETE
DIVISION 3 - CONCRETE
DIVISION 3 - CONCRETE
DIVISION 3 - CONCRETE
DIVISION 3 - CONCRETE
DIVISION 3 - CONCRETE
DIVISION 3 - CONCRETE
DIVISION 3 - CONCRETE
DIVISION 3 - CONCRETE
DIVISION 3 - CONCRETE
DIVISION 3 - CONCRETE
DIVISION 3 - CONCRETE
DIVISION 3 - CONCRETE
DIVISION 3 - CONCRETE
DIVISION 3 - CONCRETE
DIVISION 3 - CONCRETE
DIVISION 3 - CONCRETE
DIVISION 3 - CONCRETE
DIVISION 3 - CONCRETE
DIVISION 3 - CONCRETE
DIVISION 3 - CONCRETE
DIVISION 3 - CONCRETE
DIVISION 3 - CONCRETE
DIVISION 3 - CONCRETE
DIVISION 3 - CONCRETE
DIVISION 3 - CONCRETE
DIVISION 3 - CONCRETE
DIVISION 3 - CONCRETE
DIVISION 3 - CONCRETE
DIVISION 3 - CONCRETE
DIVISION 3 - CONCRETE
DIVISION 3 - CONCRETE
| TOTAL |  |  |  | 663881.542 | DIVISION 3 - CONCRETE
DIVISION 3 - CONCRETE
| DIVISION 3 - CONCRETE Reinforced cement concrete having a minimum cube strength of 450kg/cm2 using sulphate reistant cement type "V" including reinforcement, formwork, vibrating, roding, finishing, curing, expansion joint, 2 coats of asphalt paint wherever in contact with soil/ ground, etc. complete. |  |  |  |  | DIVISION 3 - CONCRETE
Plan-MB-10027 | 350 mm Thick retaining wall | M2 | 826 | 34.742 | 28696.892 | DIVISION 3 - CONCRETE
Plan-MB-10028 | 400 mm Thick retaining wall | M2 | 1027 | 51.193 | 52575.211 | DIVISION 3 - CONCRETE
Plan-MB-10029 | 500 mm Thick retaining wall | M2 | 212 | 53.78 | 11401.36 | DIVISION 3 - CONCRETE
Plan-MB-10030 | 150 mm Thick slab on grade | M2 | 4594 | 8.812 | 40482.328 | DIVISION 3 - CONCRETE
Plan-MB-10031 | 200 mm Thick slab on grade | M2 | 455 | 13.103 | 5961.865 | DIVISION 3 - CONCRETE
Plan-MB-10032 | 200 mm Thick Corewall | M2 | 10 | 21.225 | 212.25 | DIVISION 3 - CONCRETE
Plan-MB-10033 | 250 mm Thick Corewall | M2 | 518 | 26.487 | 13720.266 | DIVISION 3 - CONCRETE
Plan-MB-10034 | 300 mm Thick Corewall | M2 | 370 | 30.125 | 11146.25 | DIVISION 3 - CONCRETE
Plan-MB-10035 | 400 mm Thick Corewall | M2 | 48 | 40.165 | 1927.92 | DIVISION 3 - CONCRETE
Plan-MB-10036 | 200 mm Thick interior wall | M2 | 457 | 19.023 | 8693.511 | DIVISION 3 - CONCRETE
Plan-MB-10037 | 400 mm Thick interior wall | M2 | 1185 | 44.408 | 52623.48 | DIVISION 3 - CONCRETE
Plan-MB-10038 | 450 mm Thick interior wall | M2 | 545 | 41.141 | 22421.845 | DIVISION 3 - CONCRETE
Plan-MB-10039 | Column | M3 | 130 | 126.89 | 16495.7 | DIVISION 3 - CONCRETE
Plan-MB-10040 | 150 mm Thick slab | M2 | 153 | 13.645 | 2087.685 | DIVISION 3 - CONCRETE
Plan-MB-10041 | 160 mm Thick slab | M2 | 375 | 16.435 | 6163.125 | DIVISION 3 - CONCRETE
Plan-MB-10042 | 180 mm Thick slab | M2 | 454 | 16.913 | 7678.502 | DIVISION 3 - CONCRETE
Plan-MB-10043 | 200 mm Thick slab | M2 | 481 | 18.608 | 8950.448 | DIVISION 3 - CONCRETE
Plan-MB-10044 | 220 mm Thick slab | M2 | 192 | 20.012 | 3842.304 | DIVISION 3 - CONCRETE
Plan-MB-10045 | 300 mm Thick slab | M2 | 32 | 28.672 | 917.504 | DIVISION 3 - CONCRETE
DIVISION 3 - CONCRETE
DIVISION 3 - CONCRETE
DIVISION 3 - CONCRETE
DIVISION 3 - CONCRETE
DIVISION 3 - CONCRETE
DIVISION 3 - CONCRETE
DIVISION 3 - CONCRETE
DIVISION 3 - CONCRETE
DIVISION 3 - CONCRETE
DIVISION 3 - CONCRETE
DIVISION 3 - CONCRETE
DIVISION 3 - CONCRETE
DIVISION 3 - CONCRETE
DIVISION 3 - CONCRETE
DIVISION 3 - CONCRETE
DIVISION 3 - CONCRETE
DIVISION 3 - CONCRETE
DIVISION 3 - CONCRETE
DIVISION 3 - CONCRETE
DIVISION 3 - CONCRETE
DIVISION 3 - CONCRETE
DIVISION 3 - CONCRETE
DIVISION 3 - CONCRETE
DIVISION 3 - CONCRETE
DIVISION 3 - CONCRETE
DIVISION 3 - CONCRETE
DIVISION 3 - CONCRETE
DIVISION 3 - CONCRETE
DIVISION 3 - CONCRETE
DIVISION 3 - CONCRETE
DIVISION 3 - CONCRETE
| TOTAL |  |  |  | 295998.446 | DIVISION 3 - CONCRETE
| DIVISION 3 - CONCRETE |  |  |  |  | DIVISION 3 - CONCRETE
Plan-MB-10046 | 500 mm Thick slab | m2 | 1025 | 46.289 | 47446.225 | DIVISION 3 - CONCRETE
Plan-MB-10047 | Staircase steps, waist slab and landing | M3 | 32 | 104.794 | 3353.408 | DIVISION 3 - CONCRETE
| SUPER-STRUCTURE |  |  |  |  | DIVISION 3 - CONCRETE
| Reinforced cement concrete having a minimum |  |  |  |  | DIVISION 3 - CONCRETE
| cube strength of 450kg/cm2 using ordinary portland |  |  |  |  | DIVISION 3 - CONCRETE
| cement including reinforcement, formwork, vibrating, |  |  |  |  | DIVISION 3 - CONCRETE
| roding, finishing, curing, expansion joint and fair |  |  |  |  | DIVISION 3 - CONCRETE
| face finish wherever shown, complete. |  |  |  |  | DIVISION 3 - CONCRETE
Plan-MB-10048 | 200 mm Thick core wall | M2 | 146 | 20.961 | 3060.306 | DIVISION 3 - CONCRETE
Plan-MB-10049 | 250 mm Thick core wall | M2 | 3529 | 26.201 | 92463.329 | DIVISION 3 - CONCRETE
Plan-MB-10050 | 300 mm Thick core wall | M2 | 1274 | 30.059 | 38295.166 | DIVISION 3 - CONCRETE
Plan-MB-10051 | 350 mm Thick core wall | M2 | 46 | 35.068 | 1613.128 | DIVISION 3 - CONCRETE
Plan-MB-10052 | Columns | M3 | 2246 | 131.043 | 294322.578 | DIVISION 3 - CONCRETE
Plan-MB-10053 | Straight Beams | M3 | 2445 | 116.792 | 285556.44 | DIVISION 3 - CONCRETE
Plan-MB-10054 | Curved Beams | M3 | 175 | 119.03 | 20830.25 | DIVISION 3 - CONCRETE
| 400 mm overall depth, One way ribbed slab including |  |  |  |  | DIVISION 3 - CONCRETE
| 100mm thick top slab, cross rib (XR), and double rib (DR), |  |  |  |  | DIVISION 3 - CONCRETE
Plan-MB-10055 | ribs @ 750 mm center to center. | M2 | 107 | 24.929 | 2667.403 | DIVISION 3 - CONCRETE
DIVISION 3 - CONCRETE
DIVISION 3 - CONCRETE
DIVISION 3 - CONCRETE
DIVISION 3 - CONCRETE
DIVISION 3 - CONCRETE
DIVISION 3 - CONCRETE
DIVISION 3 - CONCRETE
DIVISION 3 - CONCRETE
DIVISION 3 - CONCRETE
DIVISION 3 - CONCRETE
DIVISION 3 - CONCRETE
DIVISION 3 - CONCRETE
DIVISION 3 - CONCRETE
DIVISION 3 - CONCRETE
DIVISION 3 - CONCRETE
DIVISION 3 - CONCRETE
DIVISION 3 - CONCRETE
DIVISION 3 - CONCRETE
DIVISION 3 - CONCRETE
DIVISION 3 - CONCRETE
DIVISION 3 - CONCRETE
DIVISION 3 - CONCRETE
DIVISION 3 - CONCRETE
DIVISION 3 - CONCRETE
DIVISION 3 - CONCRETE
DIVISION 3 - CONCRETE
DIVISION 3 - CONCRETE
DIVISION 3 - CONCRETE
DIVISION 3 - CONCRETE
DIVISION 3 - CONCRETE
DIVISION 3 - CONCRETE
DIVISION 3 - CONCRETE
DIVISION 3 - CONCRETE
DIVISION 3 - CONCRETE
DIVISION 3 - CONCRETE
DIVISION 3 - CONCRETE
DIVISION 3 - CONCRETE
DIVISION 3 - CONCRETE
DIVISION 3 - CONCRETE
DIVISION 3 - CONCRETE
| TOTAL |  |  |  | 789608.233 | DIVISION 3 - CONCRETE
| DIVISION 3 - CONCRETE |  |  |  |  | DIVISION 3 - CONCRETE
| Reinforced cement concrete having a minimum |  |  |  |  | DIVISION 3 - CONCRETE
| cube strength of 450kg/cm2 using ordinary portland |  |  |  |  | DIVISION 3 - CONCRETE
| cement including reinforcement, formwork, vibrating, |  |  |  |  | DIVISION 3 - CONCRETE
| roding, finishing, curing, expansion joint and fair |  |  |  |  | DIVISION 3 - CONCRETE
| face finish wherever shown, complete. |  |  |  |  | DIVISION 3 - CONCRETE
Plan-MB-10056 | 600 mm overall depth, One way ribbed slab including 100mm thick top slab, cross rib (XR), and double rib (DR), ribs @ 750 mm center to center. | M2 | 1690 | 30.833 | 52107.77 | DIVISION 3 - CONCRETE
Plan-MB-10057 | 700 mm overall depth, One way ribbed slab including 100mm thick top slab, cross rib (XR), and double rib (DR), ribs @ 750 mm center to center. | M2 | 475 | 36.45 | 17313.75 | DIVISION 3 - CONCRETE
Plan-MB-10058 | 800 mm overall depth, One way ribbed slab including 100mm thick top slab, cross rib (XR), and double rib (DR), ribs @ 750 mm center to center. | M2 | 10075 | 48.753 | 491186.475 | DIVISION 3 - CONCRETE
Plan-MB-10059 | 400 mm Thick solid slab | M3 | 16 | 125.552 | 2008.832 | DIVISION 3 - CONCRETE
Plan-MB-10060 | 600 mm Thick solid slab | M3 | 336 | 125.552 | 42185.472 | DIVISION 3 - CONCRETE
Plan-MB-10061 | 700 mm Thick solid slab | M3 | 45 | 125.552 | 5649.84 | DIVISION 3 - CONCRETE
Plan-MB-10062 | 800 mm Thick solid slab | M3 | 979 | 125.552 | 122915.408 | DIVISION 3 - CONCRETE
Plan-MB-10063 | 120 mm Thick slab | M2 | 21 | 11.193 | 235.053 | DIVISION 3 - CONCRETE
Plan-MB-10064 | 125 mm Thick slab | M2 | 1994 | 11.66 | 23250.04 | DIVISION 3 - CONCRETE
Plan-MB-10065 | 150 mm Thick slab | M2 | 1125 | 13.992 | 15741 | DIVISION 3 - CONCRETE
Plan-MB-10066 | 160 mm Thick slab | M2 | 58 | 14.925 | 865.65 | DIVISION 3 - CONCRETE
Plan-MB-10067 | 200 mm Thick slab | M2 | 69 | 18.656 | 1287.264 | DIVISION 3 - CONCRETE
Plan-MB-10068 | 220 mm Thick slab | M2 | 100 | 20.521 | 2052.1 | DIVISION 3 - CONCRETE
Plan-MB-10069 | 240 mm Thick slab | M2 | 62 | 22.387 | 1387.994 | DIVISION 3 - CONCRETE
Plan-MB-10070 | 250 mm Thick slab | M2 | 14 | 23.32 | 326.48 | DIVISION 3 - CONCRETE
Plan-MB-10071 | 300 mm Thick slab | M2 | 237 | 27.984 | 6632.208 | DIVISION 3 - CONCRETE
Plan-MB-10072 | 500 mm Thick slab | M2 | 110 | 46.64 | 5130.4 | DIVISION 3 - CONCRETE
Plan-MB-10073 | 150 mm Thick ramp slab | M2 | 207 | 13.992 | 2896.344 | DIVISION 3 - CONCRETE
Plan-MB-10074 | 200 mm Thick parapet wall | M2 | 3750 | 18.656 | 69960 | DIVISION 3 - CONCRETE
Plan-MB-10075 | 200 mm Thick concrete upstand | M2 | 330 | 18.656 | 6156.48 | DIVISION 3 - CONCRETE
Plan-MB-10076 | Staircase waist slab and landing and steps | M2 | 185 | 102.5 | 18962.5 | DIVISION 3 - CONCRETE
Plan-MB-10077 | 200 mm Thick concrete upstand for landscape areas | M2 | 44 | 18.656 | 820.864 | DIVISION 3 - CONCRETE
DIVISION 3 - CONCRETE
| SECTION 03330 - SCREED |  |  |  |  | DIVISION 3 - CONCRETE
| Supply and fix screed over subfloors, for surface ready to receive finish flooring for stone as per drawings and specifications, complete. | M2 | 5539 | inclued | inclued | DIVISION 3 - CONCRETE
Plan-MB-10078 | Ditto, to receive finish flooring for PVC. | M2 | 218 | 2.798 | 609.964 | DIVISION 3 - CONCRETE
Plan-MB-10079 | Ditto, to receive finish flooring for Carpet. | M2 | 12884 | 2.798 | 36049.432 | DIVISION 3 - CONCRETE
| SECTION 03451 - PLANT-PRECAST ARCHITECTURAL CONCRETE |  |  |  |  | DIVISION 3 - CONCRETE
Plan-MB-10080 | Supply, fabricate and install Precast Concrete Cladding with a minimum cube strength of 250kg/cm2 for the exterior walls as shown in the plans, including mechanical fixations, etc., complete as per the design and specifications. | M2 | 1400 | 30.773 | 43082.2 | DIVISION 3 - CONCRETE
| SECTION 03540 - CEMENTITIOUS UNDERLAYMENT |  |  |  |  | DIVISION 3 - CONCRETE
Plan-MB-10081 | Trowelled concrete with two coats of epoxy paint with hardener and sealer | M2 | 435 | 5.595 | 2433.825 | DIVISION 3 - CONCRETE
Plan-MB-10082 | Sand Fill | M3 | 48 | 5.595 | 268.56 | DIVISION 3 - CONCRETE
Plan-MB-10083 | 120mm thick concrete topping over steel frame including corrugated sheet | M2 | 2025 | 12.301 | 24909.525 | DIVISION 3 - CONCRETE
DIVISION 3 - CONCRETE
DIVISION 3 - CONCRETE
DIVISION 3 - CONCRETE
DIVISION 3 - CONCRETE
DIVISION 3 - CONCRETE
DIVISION 3 - CONCRETE
[5 empty] | 996425.43 | DIVISION 3 - CONCRETE
| DIVISION 3 - CONCRETE |  |  |  |  | DIVISION 3 - CONCRETE
| COLLECTION |  |  |  |  | DIVISION 3 - CONCRETE
| Total of Page Bill No. 1 / 3-1 |  |  |  | 663881.542 | DIVISION 3 - CONCRETE
| Ditto Bill No. 1 / 3-2 |  |  |  | 295998.446 | DIVISION 3 - CONCRETE
| Ditto Bill No. 1 / 3-3 |  |  |  | 789608.233 | DIVISION 3 - CONCRETE
| Ditto Bill No. 1 / 3-4 |  |  |  | 996425.43 | DIVISION 3 - CONCRETE
DIVISION 3 - CONCRETE
DIVISION 3 - CONCRETE
DIVISION 3 - CONCRETE
DIVISION 3 - CONCRETE
DIVISION 3 - CONCRETE
DIVISION 3 - CONCRETE
DIVISION 3 - CONCRETE
DIVISION 3 - CONCRETE
DIVISION 3 - CONCRETE
DIVISION 3 - CONCRETE
DIVISION 3 - CONCRETE
DIVISION 3 - CONCRETE
DIVISION 3 - CONCRETE
DIVISION 3 - CONCRETE
DIVISION 3 - CONCRETE
DIVISION 3 - CONCRETE
DIVISION 3 - CONCRETE
DIVISION 3 - CONCRETE
DIVISION 3 - CONCRETE
DIVISION 3 - CONCRETE
DIVISION 3 - CONCRETE
DIVISION 3 - CONCRETE
DIVISION 3 - CONCRETE
DIVISION 3 - CONCRETE
DIVISION 3 - CONCRETE
DIVISION 3 - CONCRETE
DIVISION 3 - CONCRETE
DIVISION 3 - CONCRETE
DIVISION 3 - CONCRETE
DIVISION 3 - CONCRETE
DIVISION 3 - CONCRETE
DIVISION 3 - CONCRETE
DIVISION 3 - CONCRETE
DIVISION 3 - CONCRETE
DIVISION 3 - CONCRETE
DIVISION 3 - CONCRETE
DIVISION 3 - CONCRETE
DIVISION 3 - CONCRETE
DIVISION 3 - CONCRETE
DIVISION 3 - CONCRETE
DIVISION 3 - CONCRETE
DIVISION 3 - CONCRETE
DIVISION 3 - CONCRETE
DIVISION 3 - CONCRETE
DIVISION 3 - CONCRETE
DIVISION 3 - CONCRETE
DIVISION 3 - CONCRETE
DIVISION 3 - CONCRETE
DIVISION 3 - CONCRETE
DIVISION 3 - CONCRETE
DIVISION 3 - CONCRETE
DIVISION 3 - CONCRETE
DIVISION 3 - CONCRETE
| TOTAL |  |  |  | 2745913.651 | DIVISION 3 - CONCRETE
DIVISION 3 - CONCRETE
| DIVISION 4 - MASONRY |  |  |  |  | DIVISION 4 - MASONRY
| The Contractor is referred to the specifications and Drawings for all details related to this Division of the works and he is to include for complying with all the requirements, contained therein, whether or not those are specifically mentioned with in the items and to the approval of the Superintendent. |  |  |  |  | DIVISION 4 - MASONRY
| SECTION 04810 - UNIT MASONRY |  |  |  |  | DIVISION 4 - MASONRY
| Supply and construct Concrete Masonry Units (CMU) including reinforced concrete lintels, blocks mesh reinforcements, sealants, joints, and fire rating sealants and backup rods, curing, scaffolding to any height in any floor, complete as per drawings, specifications and to the approval of the Superintendent. |  |  |  |  | DIVISION 4 - MASONRY
Plan-MB-10084 | 150mm Thick wall | M2 | 75 | 5.892 | 441.9 | DIVISION 4 - MASONRY
Plan-MB-10085 | 200mm Thick wall | M2 | 1365 | 6.708 | 9156.42 | DIVISION 4 - MASONRY
Plan-MB-10086 | 250mm Thick wall | M2 | 48 | 11.033 | 529.584 | DIVISION 4 - MASONRY
Plan-MB-10087 | 350mm Thick wall | M2 | 8 | 12.613 | 100.904 | DIVISION 4 - MASONRY
| Supply and construct light weight aerated blocks of maximum density maximum density 600kg/m3 internally including reinforced concrete lintels, curing, scaffolding to any height in any floor, complete. |  |  |  |  | DIVISION 4 - MASONRY
Plan-MB-10088 | 100mm Thick wall | M2 | 1094 | 5.427 | 5937.138 | DIVISION 4 - MASONRY
Plan-MB-10089 | 150mm Thick wall | M2 | 5140 | 6.854 | 35229.56 | DIVISION 4 - MASONRY
Plan-MB-10090 | 200mm Thick wall | M2 | 6005 | 8.274 | 49685.37 | DIVISION 4 - MASONRY
Plan-MB-10091 | 300mm Thick wall | M2 | 59 | 12.924 | 762.516 | DIVISION 4 - MASONRY
DIVISION 4 - MASONRY
DIVISION 4 - MASONRY
DIVISION 4 - MASONRY
DIVISION 4 - MASONRY
DIVISION 4 - MASONRY
DIVISION 4 - MASONRY
DIVISION 4 - MASONRY
DIVISION 4 - MASONRY
DIVISION 4 - MASONRY
DIVISION 4 - MASONRY
DIVISION 4 - MASONRY
DIVISION 4 - MASONRY
DIVISION 4 - MASONRY
DIVISION 4 - MASONRY
DIVISION 4 - MASONRY
DIVISION 4 - MASONRY
DIVISION 4 - MASONRY
DIVISION 4 - MASONRY
DIVISION 4 - MASONRY
DIVISION 4 - MASONRY
DIVISION 4 - MASONRY
DIVISION 4 - MASONRY
DIVISION 4 - MASONRY
DIVISION 4 - MASONRY
DIVISION 4 - MASONRY
DIVISION 4 - MASONRY
DIVISION 4 - MASONRY
DIVISION 4 - MASONRY
DIVISION 4 - MASONRY
DIVISION 4 - MASONRY
DIVISION 4 - MASONRY
DIVISION 4 - MASONRY
| TOTAL |  |  |  | 101843.392 | DIVISION 4 - MASONRY
DIVISION 4 - MASONRY
| DIVISION 5 - METALS |  |  |  |  | DIVISION 5 - METALS
| The Contractor is referred to the specifications and Drawings for all details related to this Division of the works and he is to include for complying with all the requirements, contained therein, whether or not those are specifically mentioned with in the items and to the approval of the Superintendent. |  |  |  |  | DIVISION 5 - METALS
| SECTION 05120 - STRUCTURAL STEEL |  |  |  |  | DIVISION 5 - METALS
Plan-MB-10092 | Supply, fabricate and install steel structure frame for slabs, complete as per drawings and specifications. | Tons | 139 | 727.35 | 101101.65 | DIVISION 5 - METALS
Plan-MB-10093 | Supply, fabricate and install steel structure for bridges, complete as per drawings and specifications. | Tons | 37 | 727.35 | 26911.95 | DIVISION 5 - METALS
Plan-MB-10094 | Supply, fabricate and install steel structure for canopies, complete as per drawings and specifications. | Tons | 5 | 727.35 | 3636.75 | DIVISION 5 - METALS
Plan-MB-10095 | Supply, fabricate and install steel bracing for roof complete as per drawings and specifications. | Tons | 62 | 727.35 | 45095.7 | DIVISION 5 - METALS
| SECTION 05500 - METAL FABRICATION |  |  |  |  | DIVISION 5 - METALS
Plan-MB-10096 | Supply, fabricate and install 1000mmx1000mm galvanized steel and epoxy painted access cover for the water feature pump room complete in all respects. | No | 4 | 223.8 | 895.2 | DIVISION 5 - METALS
DIVISION 5 - METALS
DIVISION 5 - METALS
DIVISION 5 - METALS
DIVISION 5 - METALS
DIVISION 5 - METALS
DIVISION 5 - METALS
DIVISION 5 - METALS
DIVISION 5 - METALS
DIVISION 5 - METALS
DIVISION 5 - METALS
DIVISION 5 - METALS
DIVISION 5 - METALS
DIVISION 5 - METALS
DIVISION 5 - METALS
DIVISION 5 - METALS
DIVISION 5 - METALS
DIVISION 5 - METALS
DIVISION 5 - METALS
DIVISION 5 - METALS
DIVISION 5 - METALS
DIVISION 5 - METALS
DIVISION 5 - METALS
DIVISION 5 - METALS
DIVISION 5 - METALS
DIVISION 5 - METALS
DIVISION 5 - METALS
DIVISION 5 - METALS
DIVISION 5 - METALS
DIVISION 5 - METALS
DIVISION 5 - METALS
DIVISION 5 - METALS
DIVISION 5 - METALS
DIVISION 5 - METALS
DIVISION 5 - METALS
DIVISION 5 - METALS
DIVISION 5 - METALS
DIVISION 5 - METALS
DIVISION 5 - METALS
| TOTAL |  |  |  | 177641.25 | DIVISION 5 - METALS
DIVISION 5 - METALS
| DIVISION 5 - METALS |  |  |  |  | DIVISION 5 - METALS
| SECTION 05700 - ORNAMENTAL METAL |  |  |  |  | DIVISION 5 - METALS
| HAND RAILS AND RAILINGS |  |  |  |  | DIVISION 5 - METALS
Plan-MB-10097 | Supply, fabricate, and install 50mm diameter ballustrade handrails comprising of 3 top & intermideate galvanized steel rails, baked enamel paint finish, accessories, fittings, etc., for stairs complete as specified and shown on the drawings and specifications. | MR | 230 | 30.213 | 6948.99 | DIVISION 5 - METALS
Plan-MB-10098 | Supply, fabricate, and install 50mm diameter wall-mounted handrails, baked enamel paint finish, including accessories, fittings, etc., for stairs complete as specified and shown on the drawings and specifications. | MR | 246 | 22.38 | 5505.48 | DIVISION 5 - METALS
Plan-MB-10099 | Supply, fabricate and install 1000mm high 12mm thick tempered glass railings with stainless steel handrail including stainless steel fixing knob, glass joints, aluminum base, stainless steel cover plate etc. As shown on the drawings and specifications. | MR | 492 | 184.404 | 90726.768 | DIVISION 5 - METALS
Plan-MB-10100 | Supply, fabricate, and install 50mm diameter ballustrade handrails comprising of 3 top & intermideate galvanized steel rails, baked enamel paint finish, accessories, fittings, etc., for entrance stairs and ramps complete as specified and shown on the drawings and specifications. | MR | 180 | 30.213 | 5438.34 | DIVISION 5 - METALS
| LADDERS |  |  |  |  | DIVISION 5 - METALS
Plan-MB-10101 | Supply and install galvanized steel ladder located in pump room and water tank at the basement, complete in all respect as per Architectural Drawings and KOC Standard Drawings | NO | 7 | 195.84 | 1370.88 | DIVISION 5 - METALS
Plan-MB-10102 | Supply and install galvanized steel ladder located in escape ways, complete in all respect as per Architectural Drawings and KOC Standard Drawings | NO | 3 | 335.7 | 1007.1 | DIVISION 5 - METALS
| SECTION 05800 - EXPANSION CONTROL |  |  |  |  | DIVISION 5 - METALS
| Supply and install architectural expansion joints as shown in the drawings including joints cover, filler, sealant, bracket, stud etc. complete. |  |  |  |  | DIVISION 5 - METALS
Plan-MB-10103 | Horizontal expansion joints | MR | 226 | 5.595 | 1264.47 | DIVISION 5 - METALS
Plan-MB-10104 | Vertical expansion joints | MR | 358 | 5.595 | 2003.01 | DIVISION 5 - METALS
DIVISION 5 - METALS
DIVISION 5 - METALS
DIVISION 5 - METALS
DIVISION 5 - METALS
DIVISION 5 - METALS
DIVISION 5 - METALS
DIVISION 5 - METALS
DIVISION 5 - METALS
DIVISION 5 - METALS
DIVISION 5 - METALS
DIVISION 5 - METALS
DIVISION 5 - METALS
DIVISION 5 - METALS
DIVISION 5 - METALS
DIVISION 5 - METALS
DIVISION 5 - METALS
DIVISION 5 - METALS
DIVISION 5 - METALS
| TOTAL |  |  |  | 114265.038 | DIVISION 5 - METALS
DIVISION 5 - METALS
| DIVISION 5 - METALS |  |  |  |  | DIVISION 5 - METALS
| COLLECTION |  |  |  |  | DIVISION 5 - METALS
| Total of Page Bill No.1 /5-1 |  |  |  | 177641.25 | DIVISION 5 - METALS
| Ditto Bill No.1 /5-2 |  |  |  | 114265.038 | DIVISION 5 - METALS
DIVISION 5 - METALS
DIVISION 5 - METALS
DIVISION 5 - METALS
DIVISION 5 - METALS
DIVISION 5 - METALS
DIVISION 5 - METALS
DIVISION 5 - METALS
DIVISION 5 - METALS
DIVISION 5 - METALS
DIVISION 5 - METALS
DIVISION 5 - METALS
DIVISION 5 - METALS
DIVISION 5 - METALS
DIVISION 5 - METALS
DIVISION 5 - METALS
DIVISION 5 - METALS
DIVISION 5 - METALS
DIVISION 5 - METALS
DIVISION 5 - METALS
DIVISION 5 - METALS
DIVISION 5 - METALS
DIVISION 5 - METALS
DIVISION 5 - METALS
DIVISION 5 - METALS
DIVISION 5 - METALS
DIVISION 5 - METALS
DIVISION 5 - METALS
DIVISION 5 - METALS
DIVISION 5 - METALS
DIVISION 5 - METALS
DIVISION 5 - METALS
DIVISION 5 - METALS
DIVISION 5 - METALS
DIVISION 5 - METALS
DIVISION 5 - METALS
DIVISION 5 - METALS
DIVISION 5 - METALS
DIVISION 5 - METALS
DIVISION 5 - METALS
DIVISION 5 - METALS
DIVISION 5 - METALS
DIVISION 5 - METALS
DIVISION 5 - METALS
DIVISION 5 - METALS
DIVISION 5 - METALS
DIVISION 5 - METALS
DIVISION 5 - METALS
DIVISION 5 - METALS
DIVISION 5 - METALS
DIVISION 5 - METALS
DIVISION 5 - METALS
DIVISION 5 - METALS
DIVISION 5 - METALS
DIVISION 5 - METALS
| TOTAL |  |  |  | 291906.288 | DIVISION 5 - METALS
DIVISION 5 - METALS
| DIVISION 6 - WOOD AND PLASTICS |  |  |  |  | DIVISION 6 - WOOD AND PLASTICS
| The Contractor is referred to the specifications and Drawings for all details related to this Division of the works and he is to include for complying with all the requirements, contained therein, whether or not those are specifically mentioned with in the items and to the approval of the Superintendent. |  |  |  |  | DIVISION 6 - WOOD AND PLASTICS
| SECTION 06100 & 06200 - ROUGH CARPENTRY AND ARCHITECTURAL WOOD WORK |  |  |  |  | DIVISION 6 - WOOD AND PLASTICS
Plan-MB-10105 | Supply and install 100mm high hardwood stained skirting, complete | MR | 963 | 4.476 | 4310.388 | DIVISION 6 - WOOD AND PLASTICS
| SECTION 06425 - WOOD PANELLING |  |  |  | 0 | DIVISION 6 - WOOD AND PLASTICS
Plan-MB-10106 | Supply and install 25mm thick x 75mm wide 1st grade, tounge and groove maple flooring, 2 layer of 12mm thick x 1200 x 2400mm plywood sub color, 200mm thick conical shaped resilient pads at 300mm c/c , 6ml vapour barrier, complete as per drawing. | M2 | 45 | 55.95 | 2517.75 | DIVISION 6 - WOOD AND PLASTICS
Plan-MB-10107 | Supply and install 50mm thick maple plank wood flooring for stage steps complete as per drawing. | M2 | 5 | 167.882 | 839.41 | DIVISION 6 - WOOD AND PLASTICS
Plan-MB-10108 | Supply and install wooden cladding complete as per drawing | M2 | 635 | 33.552 | 21305.52 | DIVISION 6 - WOOD AND PLASTICS
DIVISION 6 - WOOD AND PLASTICS
DIVISION 6 - WOOD AND PLASTICS
DIVISION 6 - WOOD AND PLASTICS
DIVISION 6 - WOOD AND PLASTICS
DIVISION 6 - WOOD AND PLASTICS
DIVISION 6 - WOOD AND PLASTICS
DIVISION 6 - WOOD AND PLASTICS
DIVISION 6 - WOOD AND PLASTICS
DIVISION 6 - WOOD AND PLASTICS
DIVISION 6 - WOOD AND PLASTICS
DIVISION 6 - WOOD AND PLASTICS
DIVISION 6 - WOOD AND PLASTICS
DIVISION 6 - WOOD AND PLASTICS
DIVISION 6 - WOOD AND PLASTICS
DIVISION 6 - WOOD AND PLASTICS
DIVISION 6 - WOOD AND PLASTICS
DIVISION 6 - WOOD AND PLASTICS
DIVISION 6 - WOOD AND PLASTICS
DIVISION 6 - WOOD AND PLASTICS
DIVISION 6 - WOOD AND PLASTICS
DIVISION 6 - WOOD AND PLASTICS
DIVISION 6 - WOOD AND PLASTICS
DIVISION 6 - WOOD AND PLASTICS
DIVISION 6 - WOOD AND PLASTICS
DIVISION 6 - WOOD AND PLASTICS
DIVISION 6 - WOOD AND PLASTICS
DIVISION 6 - WOOD AND PLASTICS
DIVISION 6 - WOOD AND PLASTICS
DIVISION 6 - WOOD AND PLASTICS
DIVISION 6 - WOOD AND PLASTICS
DIVISION 6 - WOOD AND PLASTICS
DIVISION 6 - WOOD AND PLASTICS
DIVISION 6 - WOOD AND PLASTICS
DIVISION 6 - WOOD AND PLASTICS
DIVISION 6 - WOOD AND PLASTICS
DIVISION 6 - WOOD AND PLASTICS
DIVISION 6 - WOOD AND PLASTICS
DIVISION 6 - WOOD AND PLASTICS
| TOTAL |  |  |  | 28973.068 | DIVISION 6 - WOOD AND PLASTICS
| DIVISION 7 - THERMAL AND MOISTURE PROTECTION |  |  |  |  | DIVISION 7 - THERMAL AND MOISTURE PROTECTION
| DIVISION 7 - THERMAL AND MOISTURE PROTECTION The Contractor is referred to the specifications and Drawings for all details related to this Division of the works and he is to include for complying with all the requirements, contained therein, whether or not those are specifically mentioned with in the items and to the approval of the Superintendent. |  |  |  |  | DIVISION 7 - THERMAL AND MOISTURE PROTECTION
| SECTION 07110 - BITUMINOUS DAMPROOFING |  |  |  |  | DIVISION 7 - THERMAL AND MOISTURE PROTECTION
Plan-MB-10109 | Supply and fix two layers of heavy duty damproofing membrane under concrete raft, slab on grade and grade beams including primer paint, protection screed layers, etc. complete as per specifications drawings and manufacturer's recommendations. | M2 | 6817 | 5.315 | 36232.355 | DIVISION 7 - THERMAL AND MOISTURE PROTECTION
Plan-MB-10110 | Bitumin Paint as per specification | M2 | 6683 | 0.56 | 3742.48 | DIVISION 7 - THERMAL AND MOISTURE PROTECTION
DIVISION 7 - THERMAL AND MOISTURE PROTECTION
| SECTION 07130 - SHEET MEMBRANE WATERPROOFING |  |  |  |  | DIVISION 7 - THERMAL AND MOISTURE PROTECTION
Plan-MB-10111 | Supply and fix two layers of heavy duty sheet membrane water-proofing on walls for basement tanking with bituminous paint and protection board complete as per specifications, drawings and manufacturer's recommendations | M2 | 2579 | 6.155 | 15873.745 | DIVISION 7 - THERMAL AND MOISTURE PROTECTION
Plan-MB-10112 | Supply and fix water proofing system for all wet areas including screed, bituminous paint to all surfaces and upstands, heavyduty waterproofing membrane, light weight foam concrete laid to slope, sand-cement mortar, vapour barrier, etc. complete as specified and shown on drawings. | M2 | 780 | 5.595 | 4364.1 | DIVISION 7 - THERMAL AND MOISTURE PROTECTION
Plan-MB-10113 | Waterproofing for sump-pits of located in the basement, complete as per specifications, drawings and manufacturer's recommendations. | NO | 4 | 279.75 | 1119 | DIVISION 7 - THERMAL AND MOISTURE PROTECTION
| SECTION 07138 - WATER PROOFING SLURRY |  |  |  |  | DIVISION 7 - THERMAL AND MOISTURE PROTECTION
Plan-MB-10114 | Supply and apply slurry type waterproofing on walls, floor and slab soffit, for internal surface of concrete water tanks at basement, complete as per specifications, drawings and manufacturer's recommendations. | M2 | 882 | 4.476 | 3947.832 | DIVISION 7 - THERMAL AND MOISTURE PROTECTION
DIVISION 7 - THERMAL AND MOISTURE PROTECTION
DIVISION 7 - THERMAL AND MOISTURE PROTECTION
DIVISION 7 - THERMAL AND MOISTURE PROTECTION
DIVISION 7 - THERMAL AND MOISTURE PROTECTION
DIVISION 7 - THERMAL AND MOISTURE PROTECTION
DIVISION 7 - THERMAL AND MOISTURE PROTECTION
DIVISION 7 - THERMAL AND MOISTURE PROTECTION
DIVISION 7 - THERMAL AND MOISTURE PROTECTION
DIVISION 7 - THERMAL AND MOISTURE PROTECTION
DIVISION 7 - THERMAL AND MOISTURE PROTECTION
DIVISION 7 - THERMAL AND MOISTURE PROTECTION
DIVISION 7 - THERMAL AND MOISTURE PROTECTION
DIVISION 7 - THERMAL AND MOISTURE PROTECTION
DIVISION 7 - THERMAL AND MOISTURE PROTECTION
DIVISION 7 - THERMAL AND MOISTURE PROTECTION
DIVISION 7 - THERMAL AND MOISTURE PROTECTION
DIVISION 7 - THERMAL AND MOISTURE PROTECTION
DIVISION 7 - THERMAL AND MOISTURE PROTECTION
DIVISION 7 - THERMAL AND MOISTURE PROTECTION
DIVISION 7 - THERMAL AND MOISTURE PROTECTION
DIVISION 7 - THERMAL AND MOISTURE PROTECTION
| TOTAL |  |  |  | 65279.512 | DIVISION 7 - THERMAL AND MOISTURE PROTECTION
DIVISION 7 - THERMAL AND MOISTURE PROTECTION
| DIVISION 7 - THERMAL AND MOISTURE PROTECTION SECTION 07140 - FLUID APPLIED WATERPROOFING |  |  |  |  | DIVISION 7 - THERMAL AND MOISTURE PROTECTION
Plan-MB-10115 | Supply & apply liquid rubber, elastomeric, or other waterproffing compounds, hot or cold applied,used for the planter boxes complete as per specifications, drawings and manufacturer's recommendations | M2 | 895 | 3.357 | 3004.515 | DIVISION 7 - THERMAL AND MOISTURE PROTECTION
| SECTION 07110, 07130, 07140, 07210, 07555 & 07580 - ROOFING SYSTEM |  |  |  |  | DIVISION 7 - THERMAL AND MOISTURE PROTECTION
| Supply and install the following in roofing system including accessories, fixing, etc. complete. |  |  |  |  | DIVISION 7 - THERMAL AND MOISTURE PROTECTION
Plan-MB-10116 | Bituminous primer coat |  | 6718 | 13.428 | 90209.304 | DIVISION 7 - THERMAL AND MOISTURE PROTECTION
| 75mm thick rigid thermal insulation |  |  |  |  | DIVISION 7 - THERMAL AND MOISTURE PROTECTION
| Vapour barrier |  |  |  |  | DIVISION 7 - THERMAL AND MOISTURE PROTECTION
| 100mm thick foam concrete laid in slope |  |  |  |  | DIVISION 7 - THERMAL AND MOISTURE PROTECTION
| 25mm thick leveling screed |  |  |  |  | DIVISION 7 - THERMAL AND MOISTURE PROTECTION
| 1-layer waterproofing membrane |  |  |  |  | DIVISION 7 - THERMAL AND MOISTURE PROTECTION
| Geo-text membrane |  |  |  |  | DIVISION 7 - THERMAL AND MOISTURE PROTECTION
| 400x400x40mm Thick loosely laid concrete paver with PVC underlay pad | M2 |  |  |  | DIVISION 7 - THERMAL AND MOISTURE PROTECTION
DIVISION 7 - THERMAL AND MOISTURE PROTECTION
| Supply and install the following roofing system, gravel finish, in roof of stairs and parapet, top roof over Pump room, including accessories, aluminum profile for vertical overlaps and trims and upstands, etc. complete as specified and shown on the drawings. |  |  |  |  | DIVISION 7 - THERMAL AND MOISTURE PROTECTION
Plan-MB-10117 | 50mm Thick foam concrete laid to slope |  | 357 | 10.071 | 3595.347 | DIVISION 7 - THERMAL AND MOISTURE PROTECTION
| 20mm Thick concrete screed |  |  |  |  | DIVISION 7 - THERMAL AND MOISTURE PROTECTION
| Bituminous paint |  |  |  |  | DIVISION 7 - THERMAL AND MOISTURE PROTECTION
| 4mm Thick bituminous waterproofing membrane |  |  |  |  | DIVISION 7 - THERMAL AND MOISTURE PROTECTION
| 75mm Thick rigid thermal insulation |  |  |  |  | DIVISION 7 - THERMAL AND MOISTURE PROTECTION
| Filter fabric |  |  |  |  | DIVISION 7 - THERMAL AND MOISTURE PROTECTION
| 20mm Gravel filling | M2 |  |  |  | DIVISION 7 - THERMAL AND MOISTURE PROTECTION
| SECTION 07210 - BUILDING INSULATION |  |  |  |  | DIVISION 7 - THERMAL AND MOISTURE PROTECTION
Plan-MB-10118 | Supply and install 50mm thick rigid thermal insulation and bituminous paint coating under precast concrete cladding, complete as specified and shown on drawings. | M2 | 1400 | 2.238 | 3133.2 | DIVISION 7 - THERMAL AND MOISTURE PROTECTION
DIVISION 7 - THERMAL AND MOISTURE PROTECTION
DIVISION 7 - THERMAL AND MOISTURE PROTECTION
DIVISION 7 - THERMAL AND MOISTURE PROTECTION
DIVISION 7 - THERMAL AND MOISTURE PROTECTION
DIVISION 7 - THERMAL AND MOISTURE PROTECTION
DIVISION 7 - THERMAL AND MOISTURE PROTECTION
DIVISION 7 - THERMAL AND MOISTURE PROTECTION
DIVISION 7 - THERMAL AND MOISTURE PROTECTION
DIVISION 7 - THERMAL AND MOISTURE PROTECTION
DIVISION 7 - THERMAL AND MOISTURE PROTECTION
DIVISION 7 - THERMAL AND MOISTURE PROTECTION
DIVISION 7 - THERMAL AND MOISTURE PROTECTION
DIVISION 7 - THERMAL AND MOISTURE PROTECTION
DIVISION 7 - THERMAL AND MOISTURE PROTECTION
DIVISION 7 - THERMAL AND MOISTURE PROTECTION
DIVISION 7 - THERMAL AND MOISTURE PROTECTION
DIVISION 7 - THERMAL AND MOISTURE PROTECTION
DIVISION 7 - THERMAL AND MOISTURE PROTECTION
DIVISION 7 - THERMAL AND MOISTURE PROTECTION
DIVISION 7 - THERMAL AND MOISTURE PROTECTION
DIVISION 7 - THERMAL AND MOISTURE PROTECTION
DIVISION 7 - THERMAL AND MOISTURE PROTECTION
| TOTAL |  |  |  | 99942.366 | DIVISION 7 - THERMAL AND MOISTURE PROTECTION
DIVISION 7 - THERMAL AND MOISTURE PROTECTION
| DIVISION 7 - THERMAL AND MOISTURE PROTECTION SECTION 07810 - APPLIED FIRE PROOFING FOR STEEL STRUCTURAL SECTION 15000 - PLU. & F.F. GENERAL SPECIFICATIONS NOTES: Fire protection of steel structural should be done by a company listed an approved by KOC and KFB. Fire protection of steel structural should be done according to NFPA, KOC and as specified according to NFPA 251 and B.S.449 Part 2. Submit the approved third party certificate according to specifications for applied fire proofing and fire stopping products. Supply, install, test, commission and maintain the Applied fire proofing for Steel Structural as shown on drawings in accordance with NFPA 251, B.S.449 Part 2 and complying with all applicable local and international rules and safety standards |  |  |  |  | DIVISION 7 - THERMAL AND MOISTURE PROTECTION
Plan-MB-10119 | Intumescent fire resistive material for all exposed and partially exposed interior, exterior buildings steel structural including top coat finish and all other requirements. | ITEM | LS | 17904 | 17904 | DIVISION 7 - THERMAL AND MOISTURE PROTECTION
Plan-MB-10120 | Cementitous fire resistive material for all buildings concealed standard structural steel elements, according to drawings and as specified | ITEM | LS | 11190 | 11190 | DIVISION 7 - THERMAL AND MOISTURE PROTECTION
DIVISION 7 - THERMAL AND MOISTURE PROTECTION
| SECTION 07840 - FIRE STOPPING SECTION 15000 - PLU. & F.F. GENERAL SPECIFICATIONS Supply, install, test, commission and maintain the Fire Stopping as shown on drawings in accordance ASTM, E119, ANSI/UL 243 complying with KOC standard and all applicable local and international rules and safety standards. |  |  |  |  | DIVISION 7 - THERMAL AND MOISTURE PROTECTION
Plan-MB-10121 | Fire Stopping Material or combination of materials used to retain integrity of fire rated construction by maintaining an effective barrier against the spread of flame, smoke and hot gases through penetrations in fire rated wall and floor assemblies. | ITEM | LS | 6714 | 6714 | DIVISION 7 - THERMAL AND MOISTURE PROTECTION
Plan-MB-10122 | Fire stopping for penetration passages, all building ducts, cables, cable trays, conduits, piping, electrical busways and raceways through fire-rated vertical barriers(wall and partitions), horizontal barriers (floor/ceiling assemblies), and standard structural steel elements, according to drawings. | ITEM | LS | 4393.167 | 4393.167 | DIVISION 7 - THERMAL AND MOISTURE PROTECTION
DIVISION 7 - THERMAL AND MOISTURE PROTECTION
DIVISION 7 - THERMAL AND MOISTURE PROTECTION
DIVISION 7 - THERMAL AND MOISTURE PROTECTION
DIVISION 7 - THERMAL AND MOISTURE PROTECTION
DIVISION 7 - THERMAL AND MOISTURE PROTECTION
DIVISION 7 - THERMAL AND MOISTURE PROTECTION
DIVISION 7 - THERMAL AND MOISTURE PROTECTION
DIVISION 7 - THERMAL AND MOISTURE PROTECTION
DIVISION 7 - THERMAL AND MOISTURE PROTECTION
DIVISION 7 - THERMAL AND MOISTURE PROTECTION
DIVISION 7 - THERMAL AND MOISTURE PROTECTION
DIVISION 7 - THERMAL AND MOISTURE PROTECTION
DIVISION 7 - THERMAL AND MOISTURE PROTECTION
DIVISION 7 - THERMAL AND MOISTURE PROTECTION
DIVISION 7 - THERMAL AND MOISTURE PROTECTION
DIVISION 7 - THERMAL AND MOISTURE PROTECTION
| TOTAL |  |  |  | 40201.167 | DIVISION 7 - THERMAL AND MOISTURE PROTECTION
DIVISION 7 - THERMAL AND MOISTURE PROTECTION
| DIVISION 7 - THERMAL AND MOISTURE PROTECTION COLLECTION |  |  |  |  | DIVISION 7 - THERMAL AND MOISTURE PROTECTION
| Total of Page Bill No.1 /7-1 |  |  |  | 65279.512 | DIVISION 7 - THERMAL AND MOISTURE PROTECTION
| Ditto Bill No.1 /7-2 |  |  |  | 99942.366 | DIVISION 7 - THERMAL AND MOISTURE PROTECTION
| Ditto Bill No.1 /7-3 |  |  |  | 40201.167 | DIVISION 7 - THERMAL AND MOISTURE PROTECTION
DIVISION 7 - THERMAL AND MOISTURE PROTECTION
DIVISION 7 - THERMAL AND MOISTURE PROTECTION
DIVISION 7 - THERMAL AND MOISTURE PROTECTION
DIVISION 7 - THERMAL AND MOISTURE PROTECTION
DIVISION 7 - THERMAL AND MOISTURE PROTECTION
DIVISION 7 - THERMAL AND MOISTURE PROTECTION
DIVISION 7 - THERMAL AND MOISTURE PROTECTION
DIVISION 7 - THERMAL AND MOISTURE PROTECTION
DIVISION 7 - THERMAL AND MOISTURE PROTECTION
DIVISION 7 - THERMAL AND MOISTURE PROTECTION
DIVISION 7 - THERMAL AND MOISTURE PROTECTION
DIVISION 7 - THERMAL AND MOISTURE PROTECTION
DIVISION 7 - THERMAL AND MOISTURE PROTECTION
DIVISION 7 - THERMAL AND MOISTURE PROTECTION
DIVISION 7 - THERMAL AND MOISTURE PROTECTION
DIVISION 7 - THERMAL AND MOISTURE PROTECTION
DIVISION 7 - THERMAL AND MOISTURE PROTECTION
DIVISION 7 - THERMAL AND MOISTURE PROTECTION
DIVISION 7 - THERMAL AND MOISTURE PROTECTION
DIVISION 7 - THERMAL AND MOISTURE PROTECTION
DIVISION 7 - THERMAL AND MOISTURE PROTECTION
DIVISION 7 - THERMAL AND MOISTURE PROTECTION
DIVISION 7 - THERMAL AND MOISTURE PROTECTION
DIVISION 7 - THERMAL AND MOISTURE PROTECTION
DIVISION 7 - THERMAL AND MOISTURE PROTECTION
DIVISION 7 - THERMAL AND MOISTURE PROTECTION
DIVISION 7 - THERMAL AND MOISTURE PROTECTION
DIVISION 7 - THERMAL AND MOISTURE PROTECTION
DIVISION 7 - THERMAL AND MOISTURE PROTECTION
DIVISION 7 - THERMAL AND MOISTURE PROTECTION
DIVISION 7 - THERMAL AND MOISTURE PROTECTION
DIVISION 7 - THERMAL AND MOISTURE PROTECTION
DIVISION 7 - THERMAL AND MOISTURE PROTECTION
DIVISION 7 - THERMAL AND MOISTURE PROTECTION
DIVISION 7 - THERMAL AND MOISTURE PROTECTION
DIVISION 7 - THERMAL AND MOISTURE PROTECTION
DIVISION 7 - THERMAL AND MOISTURE PROTECTION
DIVISION 7 - THERMAL AND MOISTURE PROTECTION
DIVISION 7 - THERMAL AND MOISTURE PROTECTION
DIVISION 7 - THERMAL AND MOISTURE PROTECTION
DIVISION 7 - THERMAL AND MOISTURE PROTECTION
DIVISION 7 - THERMAL AND MOISTURE PROTECTION
DIVISION 7 - THERMAL AND MOISTURE PROTECTION
DIVISION 7 - THERMAL AND MOISTURE PROTECTION
DIVISION 7 - THERMAL AND MOISTURE PROTECTION
DIVISION 7 - THERMAL AND MOISTURE PROTECTION
DIVISION 7 - THERMAL AND MOISTURE PROTECTION
DIVISION 7 - THERMAL AND MOISTURE PROTECTION
DIVISION 7 - THERMAL AND MOISTURE PROTECTION
DIVISION 7 - THERMAL AND MOISTURE PROTECTION
DIVISION 7 - THERMAL AND MOISTURE PROTECTION
DIVISION 7 - THERMAL AND MOISTURE PROTECTION
DIVISION 7 - THERMAL AND MOISTURE PROTECTION
| TOTAL |  |  |  | 205423.045 | DIVISION 7 - THERMAL AND MOISTURE PROTECTION
| DIVISION 8 - DOORS AND WINDOWS |  |  |  |  | DIVISION 8 - DOORS AND WINDOWS
| DIVISION 8 - DOORS AND WINDOWS The Contractor is referred to the specifications and Drawings for all details related to this Division of the works and he is to include for complying with all the requirements, contained therein, whether or not those are specifically mentioned with in the items and to the approval of the Superintendent. SECTION 08110 METAL DOORS AND FRAMES Design, fabricate, supply and install hollow metal doors and frames fixed to structure that opens automatically in case of fire including accessories, ironmongery, fire rating (whenever mentioned), glass panels, painting, etc. complete in all respect as specified and shown on drawings. |  |  |  |  | DIVISION 8 - DOORS AND WINDOWS
Plan-MB-10123 | Door type SD-02, size 1000x2200mm | NO | 1 | 714.78 | 714.78 | DIVISION 8 - DOORS AND WINDOWS
| Design, fabricate, supply and install hollow metal doors and frames fixed to structure including accessories, ironmongery, fire rating (whenever mentioned), glass panels, painting, etc. complete in all respect as specified and shown on drawings. |  |  |  |  | DIVISION 8 - DOORS AND WINDOWS
Plan-MB-10124 | Door type SD-01, size 1000x2200mm | NO | 31 | 313.5 | 9718.5 | DIVISION 8 - DOORS AND WINDOWS
Plan-MB-10125 | Door type SD-02, size 1000x2200mm | NO | 18 | 313.5 | 5643 | DIVISION 8 - DOORS AND WINDOWS
Plan-MB-10126 | Door type SD-03, size 1000x2200mm | NO | 32 | 313.5 | 10032 | DIVISION 8 - DOORS AND WINDOWS
Plan-MB-10127 | Door type SD-04, size 1000x2200mm | NO | 2 | 313.5 | 627 | DIVISION 8 - DOORS AND WINDOWS
Plan-MB-10128 | Door type SD-05, size 1800x2200mm | NO | 4 | 514.14 | 2056.56 | DIVISION 8 - DOORS AND WINDOWS
Plan-MB-10129 | Door type SD-05a, size 1800x2200mm | NO | 4 | 514.14 | 2056.56 | DIVISION 8 - DOORS AND WINDOWS
Plan-MB-10130 | Door type SD-06, size 2100x2200mm | NO | 2 | 564.3 | 1128.6 | DIVISION 8 - DOORS AND WINDOWS
| Design, fabricate, supply and install blast and gas tight doors and frames fixed to structure including concrete fill and reinforcement, accessories, ironmongery, fire rating, painting, etc. complete in all respect as specified and shown on drawings. |  |  |  |  | DIVISION 8 - DOORS AND WINDOWS
| Door type GTD-01, size 900x2450mm | NO | 6 | Included in Div.15 | Included in Div.15 | DIVISION 8 - DOORS AND WINDOWS
| Door type GTD-02, size 1200x2450mm | NO | 6 |  |  | DIVISION 8 - DOORS AND WINDOWS
| Door type GTD-03, size 2100x2450mm | NO | 2 |  |  | DIVISION 8 - DOORS AND WINDOWS
| Door type GTD-04, size 2100x2450mm | NO | 1 |  |  | DIVISION 8 - DOORS AND WINDOWS
| Door type GTD-05, size 700x1200mm | NO | 3 |  |  | DIVISION 8 - DOORS AND WINDOWS
DIVISION 8 - DOORS AND WINDOWS
DIVISION 8 - DOORS AND WINDOWS
DIVISION 8 - DOORS AND WINDOWS
DIVISION 8 - DOORS AND WINDOWS
DIVISION 8 - DOORS AND WINDOWS
DIVISION 8 - DOORS AND WINDOWS
DIVISION 8 - DOORS AND WINDOWS
DIVISION 8 - DOORS AND WINDOWS
DIVISION 8 - DOORS AND WINDOWS
DIVISION 8 - DOORS AND WINDOWS
DIVISION 8 - DOORS AND WINDOWS
DIVISION 8 - DOORS AND WINDOWS
DIVISION 8 - DOORS AND WINDOWS
DIVISION 8 - DOORS AND WINDOWS
DIVISION 8 - DOORS AND WINDOWS
DIVISION 8 - DOORS AND WINDOWS
DIVISION 8 - DOORS AND WINDOWS
DIVISION 8 - DOORS AND WINDOWS
DIVISION 8 - DOORS AND WINDOWS
DIVISION 8 - DOORS AND WINDOWS
DIVISION 8 - DOORS AND WINDOWS
DIVISION 8 - DOORS AND WINDOWS
| TOTAL |  |  |  | 31977 | DIVISION 8 - DOORS AND WINDOWS
DIVISION 8 - DOORS AND WINDOWS
| DIVISION 8 - DOORS AND WINDOWS |  |  |  |  | DIVISION 8 - DOORS AND WINDOWS
DIVISION 8 - DOORS AND WINDOWS
| SECTIONS 08210 & 08710 - WOOD DOORS AND FINISH HARDWARE Design, fabricate, supply and install wood doors with wood frames fixed to structure complete with all ironmongery including Lacquer finish/painting, polishing, necessary fittings complete in all respects as specified and shown on drawings. |  |  |  |  | DIVISION 8 - DOORS AND WINDOWS
Plan-MB-10131 | Door type WD-01, size 1000x2200mm | NO | 333 | 259.578 | 86439.474 | DIVISION 8 - DOORS AND WINDOWS
Plan-MB-10132 | Door type WD-02, size 900x2200mm | NO | 38 | 259.578 | 9863.964 | DIVISION 8 - DOORS AND WINDOWS
Plan-MB-10133 | Door type WD-03, size 1100x2200mm | NO | 1 | 259.578 | 259.578 | DIVISION 8 - DOORS AND WINDOWS
Plan-MB-10134 | Door type WD-04, size 1000x2200mm | NO | 1 | 259.578 | 259.578 | DIVISION 8 - DOORS AND WINDOWS
Plan-MB-10135 | Door type WD-05, size 900x2200mm | NO | 55 | 259.578 | 14276.79 | DIVISION 8 - DOORS AND WINDOWS
Plan-MB-10136 | Door type WD-05a, size 1000x2200mm | NO | 6 | 259.578 | 1557.468 | DIVISION 8 - DOORS AND WINDOWS
Plan-MB-10137 | Door type WD-06, size 800x2050mm | NO | 92 | 250.8 | 23073.6 | DIVISION 8 - DOORS AND WINDOWS
Plan-MB-10138 | Door type WD-06a, size 900x2050mm | NO | 5 | 255.816 | 1279.08 | DIVISION 8 - DOORS AND WINDOWS
Plan-MB-10139 | Door type WD-07, size 1000x2050mm | NO | 4 | 255.816 | 1023.264 | DIVISION 8 - DOORS AND WINDOWS
Plan-MB-10140 | Door type WD-07a, size 1000x2200mm | NO | 3 | 259.578 | 778.734 | DIVISION 8 - DOORS AND WINDOWS
Plan-MB-10141 | Door type WD-08, size 1400x2200mm | NO | 4 | 347.358 | 1389.432 | DIVISION 8 - DOORS AND WINDOWS
Plan-MB-10142 | Door type WD-09, size 1800x2200mm | NO | 6 | 369.93 | 2219.58 | DIVISION 8 - DOORS AND WINDOWS
| SECTIONS 08386 - ACOUSTIC DOORS AND WINDOWS Design, fabricate and install sound proof doors complete in all respects as specified and shown on drawings. |  |  |  |  | DIVISION 8 - DOORS AND WINDOWS
Plan-MB-10143 | Door ACW-01 size 1400x2200mm | NO | 1 | 601.92 | 601.92 | DIVISION 8 - DOORS AND WINDOWS
Plan-MB-10144 | Door ACW-02 size 1800x2200mm | NO | 10 | 633.27 | 6332.7 | DIVISION 8 - DOORS AND WINDOWS
Plan-MB-10145 | Door ACW-03 size 1600x2200mm | NO | 3 | 620.73 | 1862.19 | DIVISION 8 - DOORS AND WINDOWS
Plan-MB-10146 | Door ACW-04 size 1100x2200mm | NO | 2 | 438.9 | 877.8 | DIVISION 8 - DOORS AND WINDOWS
DIVISION 8 - DOORS AND WINDOWS
DIVISION 8 - DOORS AND WINDOWS
DIVISION 8 - DOORS AND WINDOWS
DIVISION 8 - DOORS AND WINDOWS
DIVISION 8 - DOORS AND WINDOWS
DIVISION 8 - DOORS AND WINDOWS
DIVISION 8 - DOORS AND WINDOWS
DIVISION 8 - DOORS AND WINDOWS
DIVISION 8 - DOORS AND WINDOWS
DIVISION 8 - DOORS AND WINDOWS
DIVISION 8 - DOORS AND WINDOWS
DIVISION 8 - DOORS AND WINDOWS
DIVISION 8 - DOORS AND WINDOWS
DIVISION 8 - DOORS AND WINDOWS
DIVISION 8 - DOORS AND WINDOWS
DIVISION 8 - DOORS AND WINDOWS
DIVISION 8 - DOORS AND WINDOWS
DIVISION 8 - DOORS AND WINDOWS
DIVISION 8 - DOORS AND WINDOWS
DIVISION 8 - DOORS AND WINDOWS
DIVISION 8 - DOORS AND WINDOWS
DIVISION 8 - DOORS AND WINDOWS
DIVISION 8 - DOORS AND WINDOWS
DIVISION 8 - DOORS AND WINDOWS
DIVISION 8 - DOORS AND WINDOWS
DIVISION 8 - DOORS AND WINDOWS
DIVISION 8 - DOORS AND WINDOWS
DIVISION 8 - DOORS AND WINDOWS
DIVISION 8 - DOORS AND WINDOWS
| TOTAL |  |  |  | 152095.152 | DIVISION 8 - DOORS AND WINDOWS
DIVISION 8 - DOORS AND WINDOWS
| DIVISION 8 - DOORS AND WINDOWS SECTION 08310 - ACCESS DOORS AND PANELS Design, fabricate, supply and install acces door complete in all respect as specified and shown on drawings. (Contractor shall submit shop drawings for approval). |  |  |  |  | DIVISION 8 - DOORS AND WINDOWS
Plan-MB-10147 | Door ACD-01 size 800x800mm | NO | 4 | 94.05 | 376.2 | DIVISION 8 - DOORS AND WINDOWS
Plan-MB-10148 | Door ACD-02 size 400x800mm | NO | 3 | 94.05 | 282.15 | DIVISION 8 - DOORS AND WINDOWS
Plan-MB-10149 | Door ACD-03 size 600x600mm | NO | 20 | 62.7 | 1254 | DIVISION 8 - DOORS AND WINDOWS
| SECTION 08410 & 08800 - ALUMINIUM FRAMED DOORS & GLAZING Design, fabricate, supply and install powder coated aluminium doors and frames of approved colour fixed to structure that opens automatically in case of fire, including all necessary ironmongery, mastic, rubbers, sealers, cushions, fly screens, glazing, painted with heavy coat of bitumastic compound where needed, etc. complete in all respects as specified |  |  |  |  | DIVISION 8 - DOORS AND WINDOWS
Plan-MB-10150 | Door AG-03,size 1600x2200mm | NO | 2 | 1504.8 | 3009.6 | DIVISION 8 - DOORS AND WINDOWS
| Design, fabricate, supply and install powder coated aluminium doors and frames of approved colour fixed to structure including all necessary ironmongery, mastic, rubbers, sealers, cushions, fly screens, glazing, painted with heavy coat of bitumastic compound where needed, etc. complete in all respects as specified and shown on drawings. |  |  |  |  | DIVISION 8 - DOORS AND WINDOWS
Plan-MB-10151 | Door AG-01,size 1100x2200mm | NO | 13 | 300.96 | 3912.48 | DIVISION 8 - DOORS AND WINDOWS
Plan-MB-10152 | Door AG-02,size 4000x2200mm | NO | 2 | 940.5 | 1881 | DIVISION 8 - DOORS AND WINDOWS
Plan-MB-10153 | Door AG-04,size 1800x2200mm | NO | 7 | 426.36 | 2984.52 | DIVISION 8 - DOORS AND WINDOWS
Plan-MB-10154 | Door AG-05,size 6350x2200mm | NO | 2 | 1479.72 | 2959.44 | DIVISION 8 - DOORS AND WINDOWS
Plan-MB-10155 | Door AG-06,size 3565x2200mm | NO | 2 | 840.18 | 1680.36 | DIVISION 8 - DOORS AND WINDOWS
Plan-MB-10156 | Door AG-07,size 1000x2500mm | NO | 2 | 250.8 | 501.6 | DIVISION 8 - DOORS AND WINDOWS
Plan-MB-10157 | Door GD-01, size 1000x2800mm | NO | 50 | 219.45 | 10972.5 | DIVISION 8 - DOORS AND WINDOWS
DIVISION 8 - DOORS AND WINDOWS
DIVISION 8 - DOORS AND WINDOWS
DIVISION 8 - DOORS AND WINDOWS
DIVISION 8 - DOORS AND WINDOWS
DIVISION 8 - DOORS AND WINDOWS
DIVISION 8 - DOORS AND WINDOWS
DIVISION 8 - DOORS AND WINDOWS
DIVISION 8 - DOORS AND WINDOWS
DIVISION 8 - DOORS AND WINDOWS
DIVISION 8 - DOORS AND WINDOWS
DIVISION 8 - DOORS AND WINDOWS
DIVISION 8 - DOORS AND WINDOWS
DIVISION 8 - DOORS AND WINDOWS
DIVISION 8 - DOORS AND WINDOWS
DIVISION 8 - DOORS AND WINDOWS
DIVISION 8 - DOORS AND WINDOWS
DIVISION 8 - DOORS AND WINDOWS
DIVISION 8 - DOORS AND WINDOWS
DIVISION 8 - DOORS AND WINDOWS
DIVISION 8 - DOORS AND WINDOWS
DIVISION 8 - DOORS AND WINDOWS
DIVISION 8 - DOORS AND WINDOWS
DIVISION 8 - DOORS AND WINDOWS
DIVISION 8 - DOORS AND WINDOWS
DIVISION 8 - DOORS AND WINDOWS
DIVISION 8 - DOORS AND WINDOWS
| TOTAL |  |  |  | 29813.85 | DIVISION 8 - DOORS AND WINDOWS
DIVISION 8 - DOORS AND WINDOWS
| DIVISION 8 - DOORS AND WINDOWS SECTIONS 08451 & 08461 - ALL-GLASS ENTRANCE & AUTOMATIC SLIDING DOORS Design, fabricate, supply and install glass entrance doors that opens automatically in case of fire including automatic sliding doors, single leaf swing door, 12mm thick fixed glass wall and ceiling enclosure, stainless steel door handle sensors, necessary fasteners, tracks, rollers etc. complete in all respect as specified and shown on the drawings and specifications. |  |  |  |  | DIVISION 8 - DOORS AND WINDOWS
Plan-MB-10158 | G-01,size 14300x2500mm with 2 sliding doors of size; 1400x2400mm and 2 swing doors of size; 1000x2400mm | NO | 1 | 8151 | 8151 | DIVISION 8 - DOORS AND WINDOWS
Plan-MB-10159 | G-01a,size 13100x2500mm with 2 sliding doors of size; 1400x2400mm and 2 swing doors of size; 1000x2400mm | NO | 1 | 8151 | 8151 | DIVISION 8 - DOORS AND WINDOWS
Plan-MB-10160 | G-02,size 6800x2500mm with 1 sliding door of size; 1400x2400mm and 1 swing door of size; 1000x2400mm | NO | 1 | 3385.8 | 3385.8 | DIVISION 8 - DOORS AND WINDOWS
Plan-MB-10161 | G-02a,size 6900x2500mm with 1 sliding door of size; 1400x2400mm and 1 swing door of size; 1000x2400mm | NO | 1 | 3762 | 3762 | DIVISION 8 - DOORS AND WINDOWS
Plan-MB-10162 | G-03,size 1000x2500mm with 2 sliding doors of size; 1400x2400mm and 1 swing door of size; 950x2400mm | NO | 1 | 6270 | 6270 | DIVISION 8 - DOORS AND WINDOWS
Plan-MB-10163 | G-03a,size 6880x2500mm with 2sliding doors of size;1400x2400mm and 1 swing door of size; 950x2400mm | NO | 1 | 5517.6 | 5517.6 | DIVISION 8 - DOORS AND WINDOWS
Plan-MB-10164 | G-04,size 4500x2500mm with 1 sliding door of size; 1400x2400mm and 1 swing door of size; 1000x2400mm | NO | 1 | 3511.2 | 3511.2 | DIVISION 8 - DOORS AND WINDOWS
Plan-MB-10165 | G-04a,size 5300x2500mm with 1 sliding door of size; 1400x2400mm and 1 swing door of size; 1000x2400mm | NO | 1 | 3511.2 | 3511.2 | DIVISION 8 - DOORS AND WINDOWS
| Design, fabricate, supply and install glass entrance doors that including automatic sliding doors, single leaf swing door, 12mm thick fixed glass wall and ceiling enclosure, stainless steel door handle sensors, necessary fasteners, tracks, rollers etc. complete in all respect as specified and shown on the drawings and specifications. |  |  |  |  | DIVISION 8 - DOORS AND WINDOWS
Plan-MB-10166 | G-05,size 11400x2500mm | NO | 1 | 6600.482 | 6600.482 | DIVISION 8 - DOORS AND WINDOWS
DIVISION 8 - DOORS AND WINDOWS
DIVISION 8 - DOORS AND WINDOWS
DIVISION 8 - DOORS AND WINDOWS
DIVISION 8 - DOORS AND WINDOWS
DIVISION 8 - DOORS AND WINDOWS
DIVISION 8 - DOORS AND WINDOWS
DIVISION 8 - DOORS AND WINDOWS
DIVISION 8 - DOORS AND WINDOWS
DIVISION 8 - DOORS AND WINDOWS
DIVISION 8 - DOORS AND WINDOWS
DIVISION 8 - DOORS AND WINDOWS
DIVISION 8 - DOORS AND WINDOWS
DIVISION 8 - DOORS AND WINDOWS
DIVISION 8 - DOORS AND WINDOWS
DIVISION 8 - DOORS AND WINDOWS
DIVISION 8 - DOORS AND WINDOWS
DIVISION 8 - DOORS AND WINDOWS
DIVISION 8 - DOORS AND WINDOWS
| TOTAL |  |  |  | 48860.282 | DIVISION 8 - DOORS AND WINDOWS
DIVISION 8 - DOORS AND WINDOWS
| DIVISION 8 - DOORS AND WINDOWS SECTION 08800 - GLAZING Design, fabricate, supply and install glazing partitions fixed to structure including all necessary ironmongery, mastic rubbers, sealers, etc. complete in all respects as specified and shown on drawings and specifications. Refer to Interior Drawing 910-ID-101-01 to 910-ID-200-01 for sizes and details. (Items for glass doors are measured separately) |  |  |  |  | DIVISION 8 - DOORS AND WINDOWS
Plan-MB-10167 | GL - 01 | no. | 50 | 137.94 | 6897 | DIVISION 8 - DOORS AND WINDOWS
Plan-MB-10168 | GL - 02 | no. | 1 | 576.84 | 576.84 | DIVISION 8 - DOORS AND WINDOWS
Plan-MB-10169 | GL - 03 | no. | 1 | 1254 | 1254 | DIVISION 8 - DOORS AND WINDOWS
Plan-MB-10170 | GL - 04 | no. | 1 | 664.62 | 664.62 | DIVISION 8 - DOORS AND WINDOWS
Plan-MB-10171 | GL - 05 | no. | 1 | 664.62 | 664.62 | DIVISION 8 - DOORS AND WINDOWS
Plan-MB-10172 | GL - 06 | no. | 5 | 614.46 | 3072.3 | DIVISION 8 - DOORS AND WINDOWS
Plan-MB-10173 | GL - 07 | no. | 1 | 752.4 | 752.4 | DIVISION 8 - DOORS AND WINDOWS
Plan-MB-10174 | GL - 08 | no. | 2 | 771.21 | 1542.42 | DIVISION 8 - DOORS AND WINDOWS
Plan-MB-10175 | GL - 09 | no. | 1 | 677.16 | 677.16 | DIVISION 8 - DOORS AND WINDOWS
Plan-MB-10176 | GL - 10 | no. | 2 | 3762 | 7524 | DIVISION 8 - DOORS AND WINDOWS
Plan-MB-10177 | GL - 11 | no. | 4 | 601.92 | 2407.68 | DIVISION 8 - DOORS AND WINDOWS
Plan-MB-10178 | GL - 12 | no. | 1 | 1630.2 | 1630.2 | DIVISION 8 - DOORS AND WINDOWS
Plan-MB-10179 | GL - 13 | no. | 1 | 2884.2 | 2884.2 | DIVISION 8 - DOORS AND WINDOWS
Plan-MB-10180 | GL - 14 | no. | 1 | 1630.2 | 1630.2 | DIVISION 8 - DOORS AND WINDOWS
Plan-MB-10181 | GL - 15 | no. | 2 | 616.968 | 1233.936 | DIVISION 8 - DOORS AND WINDOWS
Plan-MB-10182 | GL - 16 | no. | 1 | 3135 | 3135 | DIVISION 8 - DOORS AND WINDOWS
Plan-MB-10183 | GL - 17 | no. | 1 | 1304.16 | 1304.16 | DIVISION 8 - DOORS AND WINDOWS
Plan-MB-10184 | GL - 18 | no. | 1 | 1755.6 | 1755.6 | DIVISION 8 - DOORS AND WINDOWS
Plan-MB-10185 | GL - 19 | no. | 1 | 1191.3 | 1191.3 | DIVISION 8 - DOORS AND WINDOWS
Plan-MB-10186 | GL - 20 | no. | 4 | 714.78 | 2859.12 | DIVISION 8 - DOORS AND WINDOWS
Plan-MB-10187 | GL - 21 | no. | 2 | 752.4 | 1504.8 | DIVISION 8 - DOORS AND WINDOWS
Plan-MB-10188 | GL - 22 | no. | 2 | 790.02 | 1580.04 | DIVISION 8 - DOORS AND WINDOWS
Plan-MB-10189 | GL - 23 | no. | 1 | 1065.9 | 1065.9 | DIVISION 8 - DOORS AND WINDOWS
DIVISION 8 - DOORS AND WINDOWS
DIVISION 8 - DOORS AND WINDOWS
DIVISION 8 - DOORS AND WINDOWS
DIVISION 8 - DOORS AND WINDOWS
DIVISION 8 - DOORS AND WINDOWS
DIVISION 8 - DOORS AND WINDOWS
DIVISION 8 - DOORS AND WINDOWS
DIVISION 8 - DOORS AND WINDOWS
DIVISION 8 - DOORS AND WINDOWS
DIVISION 8 - DOORS AND WINDOWS
DIVISION 8 - DOORS AND WINDOWS
DIVISION 8 - DOORS AND WINDOWS
DIVISION 8 - DOORS AND WINDOWS
DIVISION 8 - DOORS AND WINDOWS
DIVISION 8 - DOORS AND WINDOWS
DIVISION 8 - DOORS AND WINDOWS
DIVISION 8 - DOORS AND WINDOWS
DIVISION 8 - DOORS AND WINDOWS
DIVISION 8 - DOORS AND WINDOWS
DIVISION 8 - DOORS AND WINDOWS
DIVISION 8 - DOORS AND WINDOWS
DIVISION 8 - DOORS AND WINDOWS
DIVISION 8 - DOORS AND WINDOWS
DIVISION 8 - DOORS AND WINDOWS
DIVISION 8 - DOORS AND WINDOWS
DIVISION 8 - DOORS AND WINDOWS
| TOTAL |  |  |  | 47807.496 | DIVISION 8 - DOORS AND WINDOWS
DIVISION 8 - DOORS AND WINDOWS
| DIVISION 8 - DOORS AND WINDOWS SECTIONS 08520 & 08800-ALUMINIUM WINDOWS & GLAZING Design, fabricate, supply and install powder coated aluminium windows and frames of approved colour fixed to structure including all necessary ironmongery, mastic, rubbers, sealers, cushions, fly screens, glazing, painted with heavy bitumastic compound where needed etc complete in all respects as specified and shown on drawings. |  |  |  |  | DIVISION 8 - DOORS AND WINDOWS
Plan-MB-10190 | Window type W-01, size 600x14000mm | NO | 4 | 1254 | 5016 | DIVISION 8 - DOORS AND WINDOWS
Plan-MB-10191 | Window type W-02, size 600x9300mm | NO | 3 | 877.8 | 2633.4 | DIVISION 8 - DOORS AND WINDOWS
Plan-MB-10192 | Window type W-03, size 600x4600mm | NO | 1 | 438.9 | 438.9 | DIVISION 8 - DOORS AND WINDOWS
Plan-MB-10193 | SECTION 08630 - METAL FRAMED SKYLIGHTS Design, fabricate, supply and install skylight including glazing, frame, required secondary structural members, acessories, fittings, etc., complete in all respects as specified and shown on drawings | M2 | 880 | 144.21 | 126904.8 | DIVISION 8 - DOORS AND WINDOWS
| SECTION 08900 - GLAZED CURTAIN WALL Design, fabricate, supply and install curtain wall system including structural framework (conceled), double glazing vision panel, single glazing spandrel panel as shown, airspace, insulation, colour powder coated subject to the approval of the Superintendent, glass colour, curtain wall testing, wind tunnel test, etc. complete in all respects. |  |  |  |  | DIVISION 8 - DOORS AND WINDOWS
Plan-MB-10194 | Curtain wall CW/01 | M2 | 179 | 100.32 | 17957.28 | DIVISION 8 - DOORS AND WINDOWS
Plan-MB-10195 | Curtain wall CW/02 | M2 | 404 | 100.32 | 40529.28 | DIVISION 8 - DOORS AND WINDOWS
Plan-MB-10196 | Curtain wall CW/03 | M2 | 307 | 100.32 | 30798.24 | DIVISION 8 - DOORS AND WINDOWS
Plan-MB-10197 | Curtain wall CW/04 | M2 | 260 | 100.32 | 26083.2 | DIVISION 8 - DOORS AND WINDOWS
Plan-MB-10198 | Curtain wall CW/05 | M2 | 96 | 100.32 | 9630.72 | DIVISION 8 - DOORS AND WINDOWS
Plan-MB-10199 | Curtain wall CW/06 | M2 | 183 | 100.32 | 18358.56 | DIVISION 8 - DOORS AND WINDOWS
Plan-MB-10200 | Curtain wall CW/07 | M2 | 197 | 100.32 | 19763.04 | DIVISION 8 - DOORS AND WINDOWS
Plan-MB-10201 | Curtain wall CW/08 | M2 | 1027 | 100.32 | 103028.64 | DIVISION 8 - DOORS AND WINDOWS
Plan-MB-10202 | Curtain wall CW/09 | M2 | 1060 | 100.32 | 106339.2 | DIVISION 8 - DOORS AND WINDOWS
Plan-MB-10203 | Curtain wall CW/10 | M2 | 1564 | 100.32 | 156900.48 | DIVISION 8 - DOORS AND WINDOWS
Plan-MB-10204 | Curtain wall CW/11 | M2 | 910 | 100.32 | 91291.2 | DIVISION 8 - DOORS AND WINDOWS
Plan-MB-10205 | Curtain wall CW/13 | M2 | 77 | 100.32 | 7724.64 | DIVISION 8 - DOORS AND WINDOWS
Plan-MB-10206 | Curtain wall CW/14 | M2 | 231 | 100.32 | 23173.92 | DIVISION 8 - DOORS AND WINDOWS
| DIVISION 8 - DOORS AND WINDOWS Design, fabricate, supply and install single glazed curtain wall system including structural framework (conceled), airspace, insulation, colour powder coated subject to the approval of the Superintendent, glass colour, curtain wall testing, wind tunnel test, etc. complete in all respects. |  |  |  |  | DIVISION 8 - DOORS AND WINDOWS
Plan-MB-10207 | Curtain wall CW/08 | M2 | 41 | 100.32 | 4113.12 | DIVISION 8 - DOORS AND WINDOWS
Plan-MB-10208 | Curtain wall CW/08a | M2 | 6 | 100.32 | 601.92 | DIVISION 8 - DOORS AND WINDOWS
Plan-MB-10209 | Curtain wall CW/10 | M2 | 1079 | 100.32 | 108245.28 | DIVISION 8 - DOORS AND WINDOWS
Plan-MB-10210 | Curtain wall CW/11 | M2 | 1202 | 100.32 | 120584.64 | DIVISION 8 - DOORS AND WINDOWS
Plan-MB-10211 | Curtain wall CW/12 | M2 | 1427 | 100.32 | 143156.64 | DIVISION 8 - DOORS AND WINDOWS
Plan-MB-10212 | Additional Cost for Support for Single Glazed Curtain Wall at Roof Part. Contractor shall design the glass support / mullions to withstand the loads from the Window Cleaning System in the areas listed in Structural Drawing No. 910-S-300-06. | M2 | 3700 | 31.35 | 115995 | DIVISION 8 - DOORS AND WINDOWS
DIVISION 8 - DOORS AND WINDOWS
DIVISION 8 - DOORS AND WINDOWS
| TOTAL |  |  |  | 1279268.1 | DIVISION 8 - DOORS AND WINDOWS
DIVISION 8 - DOORS AND WINDOWS
| DIVISION 8 - DOORS AND WINDOWS COLLECTION |  |  |  |  | DIVISION 8 - DOORS AND WINDOWS
| Total of Page Bill No.1 /8-1 |  |  |  | 31977 | DIVISION 8 - DOORS AND WINDOWS
| Ditto Bill No.1 /8-2 |  |  |  | 152095.152 | DIVISION 8 - DOORS AND WINDOWS
| Ditto Bill No.1 /8-3 |  |  |  | 29813.85 | DIVISION 8 - DOORS AND WINDOWS
| Ditto Bill No.1 /8-4 |  |  |  | 48860.282 | DIVISION 8 - DOORS AND WINDOWS
| Ditto Bill No.1 /8-5 |  |  |  | 47807.496 | DIVISION 8 - DOORS AND WINDOWS
| Ditto Bill No.1 /8-6 |  |  |  | 1279268.1 | DIVISION 8 - DOORS AND WINDOWS
DIVISION 8 - DOORS AND WINDOWS
DIVISION 8 - DOORS AND WINDOWS
DIVISION 8 - DOORS AND WINDOWS
DIVISION 8 - DOORS AND WINDOWS
DIVISION 8 - DOORS AND WINDOWS
DIVISION 8 - DOORS AND WINDOWS
DIVISION 8 - DOORS AND WINDOWS
DIVISION 8 - DOORS AND WINDOWS
DIVISION 8 - DOORS AND WINDOWS
DIVISION 8 - DOORS AND WINDOWS
DIVISION 8 - DOORS AND WINDOWS
DIVISION 8 - DOORS AND WINDOWS
DIVISION 8 - DOORS AND WINDOWS
DIVISION 8 - DOORS AND WINDOWS
DIVISION 8 - DOORS AND WINDOWS
DIVISION 8 - DOORS AND WINDOWS
DIVISION 8 - DOORS AND WINDOWS
DIVISION 8 - DOORS AND WINDOWS
DIVISION 8 - DOORS AND WINDOWS
DIVISION 8 - DOORS AND WINDOWS
DIVISION 8 - DOORS AND WINDOWS
DIVISION 8 - DOORS AND WINDOWS
DIVISION 8 - DOORS AND WINDOWS
DIVISION 8 - DOORS AND WINDOWS
DIVISION 8 - DOORS AND WINDOWS
DIVISION 8 - DOORS AND WINDOWS
DIVISION 8 - DOORS AND WINDOWS
DIVISION 8 - DOORS AND WINDOWS
DIVISION 8 - DOORS AND WINDOWS
DIVISION 8 - DOORS AND WINDOWS
DIVISION 8 - DOORS AND WINDOWS
DIVISION 8 - DOORS AND WINDOWS
DIVISION 8 - DOORS AND WINDOWS
DIVISION 8 - DOORS AND WINDOWS
DIVISION 8 - DOORS AND WINDOWS
DIVISION 8 - DOORS AND WINDOWS
DIVISION 8 - DOORS AND WINDOWS
DIVISION 8 - DOORS AND WINDOWS
DIVISION 8 - DOORS AND WINDOWS
DIVISION 8 - DOORS AND WINDOWS
DIVISION 8 - DOORS AND WINDOWS
DIVISION 8 - DOORS AND WINDOWS
DIVISION 8 - DOORS AND WINDOWS
DIVISION 8 - DOORS AND WINDOWS
DIVISION 8 - DOORS AND WINDOWS
DIVISION 8 - DOORS AND WINDOWS
DIVISION 8 - DOORS AND WINDOWS
DIVISION 8 - DOORS AND WINDOWS
DIVISION 8 - DOORS AND WINDOWS
DIVISION 8 - DOORS AND WINDOWS
| TOTAL |  |  |  | 1589821.88 | DIVISION 8 - DOORS AND WINDOWS
| DIVISION 9 - FINISHES |  |  |  |  | DIVISION 9 - FINISHES
| DIVISION 9 - FINISHES The Contractor is referred to the specifications and Drawings for all details related to this Division of the works and he is to include for complying with all the requirements, contained therein, whether or not those are specifically mentioned with in the items and to the approval of the Superintendent. |  |  |  |  | DIVISION 9 - FINISHES
Plan-MB-10213 | SECTION 09220 - PORTLAND CEMENT PLASTER Cement-sand plaster (including metal lathe wherever required) to walls, ceilings, columns and beams, complete. | M2 | 20794 | 3.077 | 63983.138 | DIVISION 9 - FINISHES
Plan-MB-10214 | Ditto for anti-bacterial coating | M2 | 305 | 3.077 | 938.485 | DIVISION 9 - FINISHES
Plan-MB-10215 | SECTION 09260 - GYPSUM BOARD Supply and install gypsum board on galvanized steel suspended ceiling system including emulsion paint with all accessories, complete. (TYPE # 1) | M2 | 16469 | 6.714 | 110572.866 | DIVISION 9 - FINISHES
Plan-MB-10216 | Supply and install gypsum board on galvanized steel suspended ceiling system including emulsion paint for auditorium with all accessories, complete. (TYPE # 1) | M2 | 363 | 6.714 | 2437.182 | DIVISION 9 - FINISHES
Plan-MB-10217 | Supply and install moisture resistant gypsum board on galvanized steel suspended ceiling system including oil based paint finish, with all accessories, complete. (TYPE # 1A) | M2 | 621 | 6.714 | 4169.394 | DIVISION 9 - FINISHES
Plan-MB-10218 | Supply and fix 12.5mm thick water resistant gypsum board, over all girth 1450mm to conceal flushing cistern for European water closet including 40x50x40mm channel framework, waterproofing membrane finishing with laticrete grout admix etc. for Office Building complete as per drawing. | M2 | 89 | 11.19 | 995.91 | DIVISION 9 - FINISHES
Plan-MB-10219 | Supply and install gypsum board partition with approved paint, as per drawing. | M2 | 10118 | 8.952 | 90576.336 | DIVISION 9 - FINISHES
Plan-MB-10220 | Supply and install Soundproof gypsum board partition with approved paint, as per drawing. | M2 | 1035 | 11.19 | 11581.65 | DIVISION 9 - FINISHES
DIVISION 9 - FINISHES
DIVISION 9 - FINISHES
DIVISION 9 - FINISHES
DIVISION 9 - FINISHES
DIVISION 9 - FINISHES
DIVISION 9 - FINISHES
DIVISION 9 - FINISHES
DIVISION 9 - FINISHES
DIVISION 9 - FINISHES
DIVISION 9 - FINISHES
DIVISION 9 - FINISHES
DIVISION 9 - FINISHES
DIVISION 9 - FINISHES
DIVISION 9 - FINISHES
DIVISION 9 - FINISHES
DIVISION 9 - FINISHES
DIVISION 9 - FINISHES
DIVISION 9 - FINISHES
DIVISION 9 - FINISHES
DIVISION 9 - FINISHES
DIVISION 9 - FINISHES
DIVISION 9 - FINISHES
DIVISION 9 - FINISHES
| TOTAL |  |  |  | 285254.961 | DIVISION 9 - FINISHES
DIVISION 9 - FINISHES
| DIVISION 9 - FINISHES SECTION 09310 - CERAMIC TILES Supply and install coloured ceramic tiles in patterns including internal beads & covers, bedded, jointed, grouting, admix, bedding materials, cement sand screed / cement sand mortar, cleaning, etc. complete. |  |  |  |  | DIVISION 9 - FINISHES
Plan-MB-10221 | Non-slip ceramic tiles for floors of common toilets (FF8) | M2 | 620 | 9.142 | 5668.04 | DIVISION 9 - FINISHES
Plan-MB-10222 | Non-slip ceramic tiles for floors of central kitchens (FF9) | M2 | 152 | 9.142 | 1389.584 | DIVISION 9 - FINISHES
Plan-MB-10223 | Non-slip ceramic tiles for floors of DMD/Manager's toilet (FF8) | M2 | 49 | 11.38 | 557.62 | DIVISION 9 - FINISHES
Plan-MB-10224 | Non-slip ceramic tiles for floors of all consultants (FF11) | M2 | 667 | 9.142 | 6097.714 | DIVISION 9 - FINISHES
Plan-MB-10225 | Non-slip porcelain tiles for staircase landings (FF12) | M2 | 425 | 9.142 | 3885.35 | DIVISION 9 - FINISHES
Plan-MB-10226 | Non-slip porcelain tiles for staircase treads and risers (FF12) | M2 | 443 | 11.38 | 5041.34 | DIVISION 9 - FINISHES
Plan-MB-10227 | Coloured ceramic tiles for walls (WF7) | M2 | 3141 | 9.4 | 29525.4 | DIVISION 9 - FINISHES
Plan-MB-10228 | 100mm high ceramic tiles skirting (SK4) | M2 | 216 | 3.917 | 846.072 | DIVISION 9 - FINISHES
Plan-MB-10229 | 100mm high porcelain tiles for staircase skirting (SK6) | M2 | 731 | 3.917 | 2863.327 | DIVISION 9 - FINISHES
| SECTION 09420 - PRECAST TERRAZZO Supply and install precast terrazzo including screed, mortar, bedding materials, jointing, cleaning, etc. complete in all respects. |  |  |  |  | DIVISION 9 - FINISHES
Plan-MB-10230 | 300X300mm Terrazzo tiles for floors (FF17) | M2 | 1265 | 5.259 | 6652.635 | DIVISION 9 - FINISHES
Plan-MB-10231 | 100mm High terrazzo tiles for skirting (SK5) | M2 | 937 | 1.958 | 1834.646 | DIVISION 9 - FINISHES
| SECTION 09525 - ACOUSTICAL WALL AND CEILING PANELS |  |  |  |  | DIVISION 9 - FINISHES
Plan-MB-10232 | Supply and install 600 x 600mm perforated fissured tiles on galvanized steel suspension system. (TYPE # 2) | M2 | 3955 | 6.623 | 26193.965 | DIVISION 9 - FINISHES
Plan-MB-10233 | Supply and install 600 x 600mm moisture resistant perforated fissured tiles on galvanized steel suspension system. (TYPE # 2A) | M2 | 36 | 6.749 | 242.964 | DIVISION 9 - FINISHES
DIVISION 9 - FINISHES
DIVISION 9 - FINISHES
DIVISION 9 - FINISHES
DIVISION 9 - FINISHES
DIVISION 9 - FINISHES
DIVISION 9 - FINISHES
DIVISION 9 - FINISHES
DIVISION 9 - FINISHES
DIVISION 9 - FINISHES
DIVISION 9 - FINISHES
DIVISION 9 - FINISHES
DIVISION 9 - FINISHES
DIVISION 9 - FINISHES
DIVISION 9 - FINISHES
DIVISION 9 - FINISHES
DIVISION 9 - FINISHES
DIVISION 9 - FINISHES
DIVISION 9 - FINISHES
DIVISION 9 - FINISHES
DIVISION 9 - FINISHES
DIVISION 9 - FINISHES
DIVISION 9 - FINISHES
DIVISION 9 - FINISHES
DIVISION 9 - FINISHES
DIVISION 9 - FINISHES
DIVISION 9 - FINISHES
DIVISION 9 - FINISHES
DIVISION 9 - FINISHES
DIVISION 9 - FINISHES
DIVISION 9 - FINISHES
| TOTAL |  |  |  | 90798.657 | DIVISION 9 - FINISHES
DIVISION 9 - FINISHES
| DIVISION 9 - FINISHES |  |  |  |  | DIVISION 9 - FINISHES
Plan-MB-10234 | Supply and install acoustical arabic work wooden panel at auditorium complete as per drawings and specification. (WF8) | M2 | 378 | 67.14 | 25378.92 | DIVISION 9 - FINISHES
Plan-MB-10235 | Supply and install acoustical arabic work wooden panel at offices complete as per drawings and specification. (WF8) | M2 | 171 | 67.14 | 11480.94 | DIVISION 9 - FINISHES
| SECTION 09632 - STONE FLOORING Supply and install stones in pattern including trims, borders, bands, grinding, cleaning, polishing, grouting, bedding materials, etc. complete. |  |  |  |  | DIVISION 9 - FINISHES
Plan-MB-10236 | Light coloured Marble for Lobbies/Corridors (FF6) | M2 | 4171 | 33.57 | 140020.47 | DIVISION 9 - FINISHES
Plan-MB-10237 | Dark coloured Marble for Lobbies/Corridors (FF7) | M2 | 982 | 39.165 | 38460.03 | DIVISION 9 - FINISHES
Plan-MB-10238 | Dark coloured Marble for Entrance Steps and ramps (FF7) | M2 | 386 | 39.165 | 15117.69 | DIVISION 9 - FINISHES
| SECTION 09650 - RESILIENT FLOORING |  |  |  |  | DIVISION 9 - FINISHES
Plan-MB-10239 | Supply and install PVC / Rubber Tile for flooring of Health Club as per drawings. (FF5) | M2 | 218 | 8.952 | 1951.536 | DIVISION 9 - FINISHES
Plan-MB-10240 | 100mm High PVC / Vinyl Tiles (SK2) | MR | 6240 | 1.399 | 8729.76 | DIVISION 9 - FINISHES
Plan-MB-10241 | SECTION 09680 - CARPET BROADLOOMS AND TILES Supply and fix carpet tiles complete with grips etc. after preparation/approval of shop drawings, to the entire satisfaction of the Superintendent. (FF2) | M2 | 11678 | 10.631 | 124148.818 | DIVISION 9 - FINISHES
Plan-MB-10242 | Hand tufted roll-up carpet (FF1) | M2 | 928 | 33.57 | 31152.96 | DIVISION 9 - FINISHES
Plan-MB-10243 | Broad loom rolled carpet for musallah & prayer room (FF3) | M2 | 85 | 14.855 | 1262.675 | DIVISION 9 - FINISHES
Plan-MB-10244 | Broad loom rolled carpet for offices (FF4) | M2 | 97 | 13.428 | 1302.516 | DIVISION 9 - FINISHES
Plan-MB-10245 | Broad loom rolled carpet for auditorium (FF4) | M2 | 96 | 13.428 | 1289.088 | DIVISION 9 - FINISHES
| SECTION 09711 - INTERIOR STONE Supply and install stones in pattern including, water jet cutting grinding, clearing, polishing, grouting, backing materials, etc. complete. |  |  |  |  | DIVISION 9 - FINISHES
Plan-MB-10246 | Marble Wall Panels (WF5) | M2 | 365 | 33.57 | 12253.05 | DIVISION 9 - FINISHES
Plan-MB-10247 | Marble / Granite Wall Panels (WF5/WF6) | M2 | 226 | 39.165 | 8851.29 | DIVISION 9 - FINISHES
Plan-MB-10248 | 100mm high polished marble skirting (SK3) | MR | 852 | 4.476 | 3813.552 | DIVISION 9 - FINISHES
Plan-MB-10249 | Supply and install 20mm thick marble threshold including grouting, etc. complete, | MR | 66 | 6.714 | 443.124 | DIVISION 9 - FINISHES
Plan-MB-10250 | Supply and install 30mm thick x 600mm wide granite laurentian green top and 30mm thick x 120mm deep facia for the semi-recessed wash basins including necessary opernings, supports, grouting,etc, complete. | MR | 95 | 72.735 | 6909.825 | DIVISION 9 - FINISHES
| SECTION 09900 - PAINTING |  |  |  |  | DIVISION 9 - FINISHES
| Supply and apply paint to walls, soffits etc, of approved color, minimum three coats with two coats of putty and one coat Alkali resistant. |  |  |  |  | DIVISION 9 - FINISHES
Plan-MB-10251 | Approved paint on cement sand plaster wall | M2 | 16480 | 1.679 | 27669.92 | DIVISION 9 - FINISHES
Plan-MB-10252 | Approved paint on fair face concrete wall | M2 | 2735 | 1.679 | 4592.065 | DIVISION 9 - FINISHES
Plan-MB-10253 | Approved paint on fair face concrete ceiling | M2 | 2494 | 1.679 | 4187.426 | DIVISION 9 - FINISHES
Plan-MB-10254 | Approved textured paint for exterior wall | M2 | 8083 | 3.917 | 31661.111 | DIVISION 9 - FINISHES
DIVISION 9 - FINISHES
DIVISION 9 - FINISHES
DIVISION 9 - FINISHES
DIVISION 9 - FINISHES
DIVISION 9 - FINISHES
DIVISION 9 - FINISHES
DIVISION 9 - FINISHES
DIVISION 9 - FINISHES
| TOTAL |  |  |  | 500676.766 | DIVISION 9 - FINISHES
DIVISION 9 - FINISHES
| DIVISION 9 - FINISHES |  |  |  |  | DIVISION 9 - FINISHES
| COLLECTION |  |  |  |  | DIVISION 9 - FINISHES
| Total of Page Bill No.1 /9-1 |  |  |  | 285254.961 | DIVISION 9 - FINISHES
| Ditto Bill No.1 /9-2 |  |  |  | 90798.657 | DIVISION 9 - FINISHES
| Ditto Bill No.1 /9-3 |  |  |  | 500676.766 | DIVISION 9 - FINISHES
DIVISION 9 - FINISHES
DIVISION 9 - FINISHES
DIVISION 9 - FINISHES
DIVISION 9 - FINISHES
DIVISION 9 - FINISHES
DIVISION 9 - FINISHES
DIVISION 9 - FINISHES
DIVISION 9 - FINISHES
DIVISION 9 - FINISHES
DIVISION 9 - FINISHES
DIVISION 9 - FINISHES
DIVISION 9 - FINISHES
DIVISION 9 - FINISHES
DIVISION 9 - FINISHES
DIVISION 9 - FINISHES
DIVISION 9 - FINISHES
DIVISION 9 - FINISHES
DIVISION 9 - FINISHES
DIVISION 9 - FINISHES
DIVISION 9 - FINISHES
DIVISION 9 - FINISHES
DIVISION 9 - FINISHES
DIVISION 9 - FINISHES
DIVISION 9 - FINISHES
DIVISION 9 - FINISHES
DIVISION 9 - FINISHES
DIVISION 9 - FINISHES
DIVISION 9 - FINISHES
DIVISION 9 - FINISHES
DIVISION 9 - FINISHES
DIVISION 9 - FINISHES
DIVISION 9 - FINISHES
DIVISION 9 - FINISHES
DIVISION 9 - FINISHES
DIVISION 9 - FINISHES
DIVISION 9 - FINISHES
DIVISION 9 - FINISHES
DIVISION 9 - FINISHES
DIVISION 9 - FINISHES
DIVISION 9 - FINISHES
DIVISION 9 - FINISHES
DIVISION 9 - FINISHES
DIVISION 9 - FINISHES
DIVISION 9 - FINISHES
DIVISION 9 - FINISHES
DIVISION 9 - FINISHES
DIVISION 9 - FINISHES
DIVISION 9 - FINISHES
DIVISION 9 - FINISHES
DIVISION 9 - FINISHES
| TOTAL |  |  |  | 876730.384 | DIVISION 9 - FINISHES
DIVISION 9 - FINISHES
| DIVISION 10 - SPECIALTIES |  |  |  |  | DIVISION 10 - SPECIALTIES
| DIVISION 10 - SPECIALTIES The Contractor is referred to the specifications and Drawings for all details related to this Division of the works and he is to include for complying with all the requirements, contained therein, whether or not those are specifically mentioned with in the items and to the approval of the Superintendent. SECTION 10200 - WALL LOUVERS Design, fabricate, supply and install powder coated aluminum louver and frames of approved colour fixed to structure including all necessary ironmongery, fire rating - 4 hours, mastic, rubbers, sealers, etc. complete as specified & shown on drawings. |  |  |  |  | DIVISION 10 - SPECIALTIES
Plan-MB-10255 | LV-11, size 1000 x 300mm | No | 2 | 44.76 | 89.52 | DIVISION 10 - SPECIALTIES
Plan-MB-10256 | LV-12, size 2200 x 600mm | No | 1 | 118.345 | 118.345 | DIVISION 10 - SPECIALTIES
Plan-MB-10257 | LV-21, size 900 x 300mm | No | 1 | 44.76 | 44.76 | DIVISION 10 - SPECIALTIES
Plan-MB-10258 | LV-22, size 600 x 400mm | No | 2 | 44.76 | 89.52 | DIVISION 10 - SPECIALTIES
| SECTION 10270 - ACCESS FLOORING |  |  |  |  | DIVISION 10 - SPECIALTIES
Plan-MB-10259 | Design, supply and install access flooring system including the supporting structure, pedestals and electrostatic resistant PVC flooring of 300mm height complete in all respects as specified and shown on drawings. | M2 | 152 | 26.856 | 4082.112 | DIVISION 10 - SPECIALTIES
| SECTION 10440 - SIGNS Provide and install interior signage complete in all respects as specified and shown on drawings and specifications. |  |  |  |  | DIVISION 10 - SPECIALTIES
Plan-MB-10260 | SG-01 ; Services Directory | NO | 12 | 78.33 | 939.96 | DIVISION 10 - SPECIALTIES
Plan-MB-10261 | SG-02 ; Sign Directory | NO | 2 | 55.95 | 111.9 | DIVISION 10 - SPECIALTIES
Plan-MB-10262 | SG-03 ; Evacuation Map | NO | 42 | 44.76 | 1879.92 | DIVISION 10 - SPECIALTIES
Plan-MB-10263 | SG-04 ; Men's Toilet | NO | 18 | 22.38 | 402.84 | DIVISION 10 - SPECIALTIES
Plan-MB-10264 | SG-05 ; Women's Toilet | NO | 19 | 22.38 | 425.22 | DIVISION 10 - SPECIALTIES
Plan-MB-10265 | SG-06 ; Staircase | NO | 32 | 22.38 | 716.16 | DIVISION 10 - SPECIALTIES
Plan-MB-10266 | SG-06A | No | 2 | 22.38 | 44.76 | DIVISION 10 - SPECIALTIES
Plan-MB-10267 | SG-07 ; Elevator | No | 6 | 22.38 | 134.28 | DIVISION 10 - SPECIALTIES
Plan-MB-10268 | SG-08 ; Electrical Room | No | 12 | 22.38 | 268.56 | DIVISION 10 - SPECIALTIES
Plan-MB-10269 | SG-10 ; Mechanical Room | No | 11 | 22.38 | 246.18 | DIVISION 10 - SPECIALTIES
Plan-MB-10270 | SG-13 ; Exit | No | 74 | 22.38 | 1656.12 | DIVISION 10 - SPECIALTIES
Plan-MB-10271 | SG-14 ; Room Name with Senior Staff Name and Designation | No | 475 | 16.785 | 7972.875 | DIVISION 10 - SPECIALTIES
Plan-MB-10272 | SG-15 ; Department Name / Room Name / Space Name | No | 106 | 16.785 | 1779.21 | DIVISION 10 - SPECIALTIES
Plan-MB-10273 | SG-17 ; Women's Prayer Hall | No | 3 | 22.38 | 67.14 | DIVISION 10 - SPECIALTIES
Plan-MB-10274 | SG-E1 | No | 6 | 22.38 | 134.28 | DIVISION 10 - SPECIALTIES
Plan-MB-10275 | SG-E2 | No | 1 | 22.38 | 22.38 | DIVISION 10 - SPECIALTIES
| SECTION 10542 - CANOPY |  |  |  | 0 | DIVISION 10 - SPECIALTIES
Plan-MB-10276 | K Design, fabricate, supply and install canopy including Aluminum cladded steel channel framed support, typical fixing bolts, etc. complete in all respect as per drawings and to the approval of the Superintendent. M2 392 | M2 | 392 | 50.355 | 19739.16 | DIVISION 10 - SPECIALTIES
DIVISION 10 - SPECIALTIES
DIVISION 10 - SPECIALTIES
DIVISION 10 - SPECIALTIES
DIVISION 10 - SPECIALTIES
DIVISION 10 - SPECIALTIES
DIVISION 10 - SPECIALTIES
| TOTAL |  |  |  | 40965.202 | DIVISION 10 - SPECIALTIES
DIVISION 10 - SPECIALTIES
| DIVISION 11 - EQUIPMENTS The Contractor is referred to the Specifications and Drawings for all details related to this division of the works and he has to comply with all the requirements contained therein, KOC and EN 1808 requirements whether or not those are specifically mentioned within the items. SECTION 11010 - FACADE MAINTENANCE UNITS (FMU) SECTION 15000 - PLU. & F.F. GENERAL SPECIFICATIONS NOTE: a. Maintenance: Provide full protective maintenance on the specified equipment including spare parts for a period of twenty four (24) months during the defects liability period from the date of handing over the entire installation as specified in specification Supply, install, test, commission and maintain the Façade Maintenance Unit as shown on drawings in accordance with KOC Standards and EN 1808 and complying with all applicable local and international rules, safety standards . The (FMU) is designed to provide the complete access to the external façade and internal Atriums façade of entire building. |  |  |  |  | DIVISION 10 - SPECIALTIES
Plan-MB-10277 | b. The Horizontal-Railscaf Type for external façade consist of horizontal monorail access system for inclined section and traversing the cradle of 2m (QTY 3 Nos) & suspended load of 240 Kg. The complete details as mention in the drawings and specification | ITEM | LS | 137637 | 137637 | DIVISION 10 - SPECIALTIES
| c. The Climbing Railscaf Type for internal atrium façade consist of horizontal monorail access system for inclined section and traversing modular cradle as per site condition (qty 1 no) & suspended load of 240Kg. The complete details as mention in the drawings and specification | ITEM | LS |  |  | DIVISION 10 - SPECIALTIES
| d. One No Mobile Elevated Working Platform as specified | NO | 1 |  |  | DIVISION 10 - SPECIALTIES
DIVISION 10 - SPECIALTIES
DIVISION 10 - SPECIALTIES
| DIVISION 11 - EQUIPMENTS GENERAL |  |  |  |  | DIVISION 10 - SPECIALTIES
| Electric and control works for Façade Maintenance unit and control station, including cable, cable tray, wiring, control panels switch fuses and connections. | Item | LS | included | included | DIVISION 10 - SPECIALTIES
Plan-MB-10278 | Builder's work in connection with Façade maintenance unit's installation, including supports, steel ladder ,steel base frame steel railing and steel frame, cradle parking stand, cutting all holes, sleeves and making good complete in all respects. | Item | LS | 5595 | 5595 | DIVISION 10 - SPECIALTIES
| C Coordinated shop drawings, composite and As-built, instructions and maintenance manuals etc. | Item | LS | included | included | DIVISION 10 - SPECIALTIES
| D Structural calculation of the system support and reaction prepare from approved source comply with system requirement and building data's. | Item | LS | included | included | DIVISION 10 - SPECIALTIES
DIVISION 10 - SPECIALTIES
DIVISION 10 - SPECIALTIES
DIVISION 10 - SPECIALTIES
DIVISION 10 - SPECIALTIES
| TOTAL |  |  |  | 143232 | DIVISION 10 - SPECIALTIES
DIVISION 10 - SPECIALTIES
| DIVISION 11 - EQUIPMENTS |  |  |  |  | DIVISION 11 - EQUIPMENTS
Plan-MB-10279 | DIVISION 11 - EQUIPMENTS SECTION 11170 - WASTE MANAGEMENT STUDY The Contractor shall supply, install, test, calibrate, coordinate, and furnish the following Waste Management System, (Garbage Area West side) complete as per drawings and specifications. |  |  | 128685 | 128685 | DIVISION 11 - EQUIPMENTS
| Item #1 Item 1 Supply and install roll on-off mobile waste compactor - capacity 14 m3 (5.5 x 2.5 m) equipped with hydraulic bin lifter model MP 14 Swept ram type. Including built in Ozonator for mobile compactor model 330A | ITEM | 1 |  |  | DIVISION 11 - EQUIPMENTS
| Item #2 Supply and install roll on-off mobile waste compactor - capacity 14 m3 (5.5 x 2.5 m) equipped with hydraulic bin lifter model MP 14 ISO THERM | ITEM | 1 |  |  | DIVISION 11 - EQUIPMENTS
| Item #3 Supply and install mobile Screw compactor (for card board, wooden crates, plastic, paper etc.) – capacity 15 m3 (4.5 x 2.5 m) model SVC – AR 15 | ITEM | 1 |  |  | DIVISION 11 - EQUIPMENTS
| Item #4 Supply Bulk steel container hook lift type – capacity 15 m3 (4.5 x 2.5 m) for tins, metals etc. | ITEM | 1 |  |  | DIVISION 11 - EQUIPMENTS
| Item #5 Supply Tow Truck (1.95 x 1.15 x 0.75 m) model H 3500 sit-on rider | ITEM | 1 |  |  | DIVISION 11 - EQUIPMENTS
| Item #6 Supply and install indoor stainless steel catering compactor – capacity 100 lts. (0.8 m x 0.7 m) model Harpac H 70 single bag Including 2 separate Ozone generator 0.3 x 0.25 mounted on wall) model Rainbow Air Activator 1000 (Basement - Inside Men’s & Ladies Shelter living area) | ITEM | 2 |  |  | DIVISION 11 - EQUIPMENTS
|  |  |  | included | included | DIVISION 11 - EQUIPMENTS
| DIVISION 11 - EQUIPMENTS |  |  |  |  | DIVISION 11 - EQUIPMENTS
| SECTION 11170 - WASTE MANAGEMENT STUDY |  |  |  |  | DIVISION 11 - EQUIPMENTS
| Item #7 | ITEM | 6 |  |  | DIVISION 11 - EQUIPMENTS
| Supply adapted Harcon recycling container (black color) 1280 lt |  |  |  |  | DIVISION 11 - EQUIPMENTS
| (1.25 x 1.0 x 1.45 m) with cover lid and castors (for card board |  |  |  |  | DIVISION 11 - EQUIPMENTS
| boxes). |  |  |  |  | DIVISION 11 - EQUIPMENTS
| (Located inside & outside the Bldg. near Waste Generation areas) |  |  |  |  | DIVISION 11 - EQUIPMENTS
| Item #8 | ITEM | 20 |  |  | DIVISION 11 - EQUIPMENTS
| Supply adapted Harcon recycling container (green color) 1100 lt |  |  |  |  | DIVISION 11 - EQUIPMENTS
| (1.25 x 1.0 x 1.35 m) with cover lid and castors (for general |  |  |  |  | DIVISION 11 - EQUIPMENTS
| waste). |  |  |  |  | DIVISION 11 - EQUIPMENTS
| (Located inside & outside the Bldg. near Waste Generation areas) |  |  |  |  | DIVISION 11 - EQUIPMENTS
| Item #9 | ITEM | 10 |  |  | DIVISION 11 - EQUIPMENTS
| Supply adapted Harcon recycling container 500 lt (1.20 x 0.75 x |  |  |  |  | DIVISION 11 - EQUIPMENTS
| 1.10 m) with cover lid and castors. (5 nos. of red color – for |  |  |  |  | DIVISION 11 - EQUIPMENTS
| plastics & 5 nos. of yellow color – for cans). |  |  |  |  | DIVISION 11 - EQUIPMENTS
| (Located inside & outside the Bldg. near Waste Generation areas) |  |  |  |  | DIVISION 11 - EQUIPMENTS
DIVISION 11 - EQUIPMENTS
DIVISION 11 - EQUIPMENTS
DIVISION 11 - EQUIPMENTS
DIVISION 11 - EQUIPMENTS
DIVISION 11 - EQUIPMENTS
DIVISION 11 - EQUIPMENTS
DIVISION 11 - EQUIPMENTS
| TOTAL |  |  |  | 128685 | DIVISION 11 - EQUIPMENTS
Plan-MB-10280 |  |  |  | 55950 | 55950 | DIVISION 11 - EQUIPMENTS
| DIVISION 11 - EQUIPMENTS |  |  |  |  | DIVISION 11 - EQUIPMENTS
| SECTION 11400 - FOOD SERVICE EQUIPMENT |  |  |  |  | DIVISION 11 - EQUIPMENTS
| Preparatory Kitchen |  |  |  |  | DIVISION 11 - EQUIPMENTS
| VERTICAL HEATED CABINET 1200X700X2000MM | NO | 2 |  |  | DIVISION 11 - EQUIPMENTS
| FLOOR STORAGE CABINET 1200X700X850MM | NO | 1 |  |  | DIVISION 11 - EQUIPMENTS
| 2 RING HOT PLATE ON TABLE | NO | 1 |  |  | DIVISION 11 - EQUIPMENTS
| ICE CUBE MACHINE 1000X560X920MM | NO | 1 |  |  | DIVISION 11 - EQUIPMENTS
| 5 TIER SHELVING920X600X1870MM | NO | 1 |  |  | DIVISION 11 - EQUIPMENTS
| SINGLE DOOR REF. UPRIGHT 740X840X2000MM | NO | 1 |  |  | DIVISION 11 - EQUIPMENTS
| WALL-MOUNTED HAND WASH SINK | NO | 2 |  |  | DIVISION 11 - EQUIPMENTS
| S/S FLOOR CABINET | NO | 12 |  |  | DIVISION 11 - EQUIPMENTS
| S/S WALL CABINET | NO | 5 |  |  | DIVISION 11 - EQUIPMENTS
| S/S WALL SHELF BRACKET (2 PLAIN + 1 GRID) | NO | 7 |  |  | DIVISION 11 - EQUIPMENTS
| Dishwashing |  |  |  |  | DIVISION 11 - EQUIPMENTS
| VERTICAL HEATED CABINET 1200X700X2000MM | NO | 1 |  |  | DIVISION 11 - EQUIPMENTS
| SINGLE DOOR REF. UPRIGHT 740X840X2000MM | NO | 1 |  |  | DIVISION 11 - EQUIPMENTS
| SERVICE COUNTER OPEN UNDER/FILLER UNIT 800X700X850 | NO | 1 |  |  | DIVISION 11 - EQUIPMENTS
| UNDER COUNTER DISHWASHER 600X600X800MM | NO | 1 |  |  | DIVISION 11 - EQUIPMENTS
| DOUBLE BOWL SINK 1600X700X850MM | NO | 1 |  |  | DIVISION 11 - EQUIPMENTS
| UNDER COUNTER GLASS WASHER UNIT 600X600X800MM | NO | 1 |  |  | DIVISION 11 - EQUIPMENTS
| Staff Dining Area |  |  |  |  | DIVISION 11 - EQUIPMENTS
| DISPLAY REFRIGERATOR | NO | 1 |  |  | DIVISION 11 - EQUIPMENTS
| HOT WATER BOILER | NO | 1 |  |  | DIVISION 11 - EQUIPMENTS
| WORK TABLE WITH 2 DRAWER 1500X700X850MM | NO | 1 |  |  | DIVISION 11 - EQUIPMENTS
| ESSPRESSO COFFEE MACHINE | NO | 1 |  |  | DIVISION 11 - EQUIPMENTS
| MICROWAVE OVEN | NO | 1 |  |  | DIVISION 11 - EQUIPMENTS
| S/S TOP FILLER | NO | 2 |  |  | DIVISION 11 - EQUIPMENTS
| TABLE WITH 1 DRAWER 1000X700X850MM | NO | 1 |  |  | DIVISION 11 - EQUIPMENTS
| BREAD TOASTER 530X300X530MM | NO | 1 |  |  | DIVISION 11 - EQUIPMENTS
| CUTLERY DISPENSER 650X800X1500MM | NO | 1 |  |  | DIVISION 11 - EQUIPMENTS
| NEUTRAL COUNTER 900X800X1500MM | NO | 2 |  |  | DIVISION 11 - EQUIPMENTS
| NEUTRAL COUNTER 1500X800X900MM | NO | 1 |  |  | DIVISION 11 - EQUIPMENTS
| PLATE DISPENSER (4 PORTION) 800X700X900MM | NO | 1 |  |  | DIVISION 11 - EQUIPMENTS
| REF. PANTRY DISPLAY ON COUNTER 1400X700X1100MM | NO | 1 |  |  | DIVISION 11 - EQUIPMENTS
| REF. COUNTER (WELL HEIGHT 21CM) 1500X800X900MM | NO | 1 |  |  | DIVISION 11 - EQUIPMENTS
| JUICE DISPENSER | NO | 1 |  |  | DIVISION 11 - EQUIPMENTS
| BAIN MARIE COUNTER 3 WELL 1200X800X900MM | NO | 1 |  |  | DIVISION 11 - EQUIPMENTS
| BAIN MARIE COUNTER 4 WELL 1500X800X900MM | NO | 1 |  |  | DIVISION 11 - EQUIPMENTS
| CORNER NEUTRAL COUNTER 800X800X900MM | NO | 1 |  |  | DIVISION 11 - EQUIPMENTS
| CASH COUNTER 1200X800X900MM | NO | 1 |  |  | DIVISION 11 - EQUIPMENTS
| SANDWICH WARMER 760X350X290MM | NO | 1 |  |  | DIVISION 11 - EQUIPMENTS
| S/S TRAY SLIDER | NO | 1 |  |  | DIVISION 11 - EQUIPMENTS
| Pantry |  |  |  |  | DIVISION 11 - EQUIPMENTS
| 2-HOT PLATE ELECTRIC BOILING TOP | NO | 9 |  |  | DIVISION 11 - EQUIPMENTS
| SINGLE DOOR REF. 650LT 750X810X2050MM | NO | 9 |  |  | DIVISION 11 - EQUIPMENTS
| WATER COOLER, PEDAL, 50LT/H 325X340X1230MM | NO | 9 |  |  | DIVISION 11 - EQUIPMENTS
| CUPBOARD SINK (1 BOWL+R/H DRAINER) 1200X700X1000MM | NO | 9 |  |  | DIVISION 11 - EQUIPMENTS
| Supply and install floor mounted/wall mounted stainless |  |  |  |  | DIVISION 11 - EQUIPMENTS
| steel cabinets with 20mm thick polish granite counter top |  |  |  |  | DIVISION 11 - EQUIPMENTS
| and splash board for pantry as per drawings and specification. |  |  |  |  | DIVISION 11 - EQUIPMENTS
| 600mm wide x 900mm high Floor mounted cabinet | MR | 40 |  |  | DIVISION 11 - EQUIPMENTS
| 300mm wide x 800mm high Wall mounted cabinet | MR | 40 |  |  | DIVISION 11 - EQUIPMENTS
DIVISION 11 - EQUIPMENTS
DIVISION 11 - EQUIPMENTS
DIVISION 11 - EQUIPMENTS
DIVISION 11 - EQUIPMENTS
DIVISION 11 - EQUIPMENTS
| Total |  |  |  | 55950 | DIVISION 11 - EQUIPMENTS
DIVISION 11 - EQUIPMENTS
| DIVISION 11 - EQUIPMENTS |  |  |  |  | DIVISION 11 - EQUIPMENTS
| SECTION 11490 - GYMNASIUM EQUIPMENT |  |  |  |  | DIVISION 11 - EQUIPMENTS
| Supply and install all exercise equipment as shown on drawings |  |  |  |  | DIVISION 11 - EQUIPMENTS
| and specified in specification as per approval of the Superintendent. |  |  |  |  | DIVISION 11 - EQUIPMENTS
Plan-MB-10281 | INDOOR CYCLING MACHINE | NO |  | 33414.233 | 33414.233 | DIVISION 11 - EQUIPMENTS
| CROSS TRAINER | NO |  |  |  | DIVISION 11 - EQUIPMENTS
| OLYMPIC BAR | NO |  |  |  | DIVISION 11 - EQUIPMENTS
| OLYMPIC PLATES | NO |  |  |  | DIVISION 11 - EQUIPMENTS
| ROWER | NO |  |  |  | DIVISION 11 - EQUIPMENTS
| TREADMILL | NO |  |  |  | DIVISION 11 - EQUIPMENTS
| MULTI-GYM STATION | NO |  |  |  | DIVISION 11 - EQUIPMENTS
| STAIR CLIMBER | NO |  |  |  | DIVISION 11 - EQUIPMENTS
| DUMB BELLS | SET |  |  |  | DIVISION 11 - EQUIPMENTS
| HYPER EXTENSION BENCH | NO |  |  |  | DIVISION 11 - EQUIPMENTS
| FLAT BENCH | NO |  |  |  | DIVISION 11 - EQUIPMENTS
DIVISION 11 - EQUIPMENTS
DIVISION 11 - EQUIPMENTS
DIVISION 11 - EQUIPMENTS
DIVISION 11 - EQUIPMENTS
DIVISION 11 - EQUIPMENTS
DIVISION 11 - EQUIPMENTS
DIVISION 11 - EQUIPMENTS
DIVISION 11 - EQUIPMENTS
DIVISION 11 - EQUIPMENTS
DIVISION 11 - EQUIPMENTS
DIVISION 11 - EQUIPMENTS
DIVISION 11 - EQUIPMENTS
DIVISION 11 - EQUIPMENTS
DIVISION 11 - EQUIPMENTS
DIVISION 11 - EQUIPMENTS
DIVISION 11 - EQUIPMENTS
DIVISION 11 - EQUIPMENTS
DIVISION 11 - EQUIPMENTS
DIVISION 11 - EQUIPMENTS
DIVISION 11 - EQUIPMENTS
DIVISION 11 - EQUIPMENTS
DIVISION 11 - EQUIPMENTS
DIVISION 11 - EQUIPMENTS
DIVISION 11 - EQUIPMENTS
DIVISION 11 - EQUIPMENTS
DIVISION 11 - EQUIPMENTS
DIVISION 11 - EQUIPMENTS
DIVISION 11 - EQUIPMENTS
DIVISION 11 - EQUIPMENTS
DIVISION 11 - EQUIPMENTS
DIVISION 11 - EQUIPMENTS
DIVISION 11 - EQUIPMENTS
DIVISION 11 - EQUIPMENTS
DIVISION 11 - EQUIPMENTS
DIVISION 11 - EQUIPMENTS
DIVISION 11 - EQUIPMENTS
DIVISION 11 - EQUIPMENTS
DIVISION 11 - EQUIPMENTS
DIVISION 11 - EQUIPMENTS
DIVISION 11 - EQUIPMENTS
DIVISION 11 - EQUIPMENTS
DIVISION 11 - EQUIPMENTS
[5 empty] | 33414.233 | DIVISION 11 - EQUIPMENTS
DIVISION 11 - EQUIPMENTS
| DIVISION 11 - EQUIPMENTS |  |  |  |  | DIVISION 11 - EQUIPMENTS
| SECTION 111600 - LABORATORY EQUIPMENT |  |  |  |  | DIVISION 11 - EQUIPMENTS
| SECTION 111610 - LABORATORY FUME HOODS |  |  |  |  | DIVISION 11 - EQUIPMENTS
| SECTION 12345 - METAL LABORATORY CASEWORK |  |  |  |  | DIVISION 11 - EQUIPMENTS
| The Contractor shall supply, install. Test, calibrate, |  |  |  |  | DIVISION 11 - EQUIPMENTS
| coordinate, and furnish the following laboratory, |  |  |  |  | DIVISION 11 - EQUIPMENTS
| complete as per drawings and specifications. |  |  |  |  | DIVISION 11 - EQUIPMENTS
Plan-MB-10282 | Item #1 | ITEM | LS | 39165 | 39165 | DIVISION 11 - EQUIPMENTS
| EP-914: Epoxy resin worktop 914mm wide, 25mm thick, black |  |  |  |  | DIVISION 11 - EQUIPMENTS
| EP-100: Epoxy resin back splash 100mm high, black |  |  |  |  | DIVISION 11 - EQUIPMENTS
| EP-CO-SF: Epoxy cutout for service fixture |  |  |  |  | DIVISION 11 - EQUIPMENTS
| CFR1300: MI - C-Frame, 34"D, 34-3/4"H, 2" thick |  |  |  |  | DIVISION 11 - EQUIPMENTS
| FRU0048: MI - Front & rear runner 46" wide |  |  |  |  | DIVISION 11 - EQUIPMENTS
| 1550022: HC - 2 DR/2 DRWR 48" X 21-3/4" X 22"D |  |  |  |  | DIVISION 11 - EQUIPMENTS
| 1250044: HC - 3"R"DRWRS 24" X 24" X 22"D |  |  |  |  | DIVISION 11 - EQUIPMENTS
| AUA0130: AU - 30" Apron unit 22"D W/ 1 DRWR |  |  |  |  | DIVISION 11 - EQUIPMENTS
| ECS1007: FP - End cover scribe 6-1/2" X 34-3/4", C/W 2 clips |  |  |  |  | DIVISION 11 - EQUIPMENTS
| 5510030: WC - Hinged framed glass 48" X 30" X 14"D |  |  |  |  | DIVISION 11 - EQUIPMENTS
| 5510060: WC - Hinged DR 48" X 30" 14"D |  |  |  |  | DIVISION 11 - EQUIPMENTS
| CT2880-231-HE: RD TUR W/STR NDL Valve for Helium |  |  |  |  | DIVISION 11 - EQUIPMENTS
| CT2880-231-H2: RD TUR W/STR NDL Valve for Hydrogen |  |  |  |  | DIVISION 11 - EQUIPMENTS
| CT2880-231-N2: RD TUR W/STR NDL Valve for Nitrogen |  |  |  |  | DIVISION 11 - EQUIPMENTS
| CT500WS: DBL GNG, SNG Face elec pedestal box, epoxy coated |  |  |  |  | DIVISION 11 - EQUIPMENTS
| ELEC 240V: 240V, 13A, Duplex Electrical Receptacle |  |  |  |  | DIVISION 11 - EQUIPMENTS
| Item #2 | ITEM | LS |  |  | DIVISION 11 - EQUIPMENTS
| EP-FHB72: Dished epoxy resin fume hood top 32/25mm thick, black |  |  |  |  | DIVISION 11 - EQUIPMENTS
| w/ CO |  |  |  |  | DIVISION 11 - EQUIPMENTS
| 7471040: FH - 72" W, FRP safeguard, chain, bench w/cw, helium, |  |  |  |  | DIVISION 11 - EQUIPMENTS
| nit, hydrogen, air flor monitor, 2X240V RECEPTACLES |  |  |  |  | DIVISION 11 - EQUIPMENTS
| FPS9272: FH - Furrinh H Access 72" X 19" X 32-9/16"D return both |  |  |  |  | DIVISION 11 - EQUIPMENTS
| 1412011: SC - Insulated 36" X 34-3/4" X 22" D |  |  |  |  | DIVISION 11 - EQUIPMENTS
| 1411011: BC - Acid 36" X 34-3/4" X 22"D |  |  |  |  | DIVISION 11 - EQUIPMENTS
| PVSS: Polyolefin vent set for acid tub |  |  |  |  | DIVISION 11 - EQUIPMENTS
| CS-04: Oval epoxy cupsink 6" X 3", polypropylene |  |  |  |  | DIVISION 11 - EQUIPMENTS
| P-TRAP: Waste disposal pipe for sink |  |  |  |  | DIVISION 11 - EQUIPMENTS
| SS-CR: Stainless steel corner guard |  |  |  |  | DIVISION 11 - EQUIPMENTS
| PVC-COVE: PVC cove molding, black |  |  |  |  | DIVISION 11 - EQUIPMENTS
DIVISION 11 - EQUIPMENTS
DIVISION 11 - EQUIPMENTS
DIVISION 11 - EQUIPMENTS
DIVISION 11 - EQUIPMENTS
DIVISION 11 - EQUIPMENTS
DIVISION 11 - EQUIPMENTS
DIVISION 11 - EQUIPMENTS
DIVISION 11 - EQUIPMENTS
DIVISION 11 - EQUIPMENTS
DIVISION 11 - EQUIPMENTS
DIVISION 11 - EQUIPMENTS
DIVISION 11 - EQUIPMENTS
DIVISION 11 - EQUIPMENTS
DIVISION 11 - EQUIPMENTS
DIVISION 11 - EQUIPMENTS
DIVISION 11 - EQUIPMENTS
DIVISION 11 - EQUIPMENTS
DIVISION 11 - EQUIPMENTS
DIVISION 11 - EQUIPMENTS
DIVISION 11 - EQUIPMENTS
[5 empty] | 39165 | DIVISION 11 - EQUIPMENTS
DIVISION 11 - EQUIPMENTS
| DIVISION 11 - EQUIPMENTS |  |  |  |  | DIVISION 11 - EQUIPMENTS
| Item #3 | ITEM | LS | Included | Included | DIVISION 11 - EQUIPMENTS
| EP-914: Epoxy resin worktop 914mm wide, 25mm thick, black |  |  |  |  | DIVISION 11 - EQUIPMENTS
| EP-100: Epoxy resin back splash 100mm high, black |  |  |  |  | DIVISION 11 - EQUIPMENTS
| EP-CO-SF: Epoxy cutout for service fixture |  |  |  |  | DIVISION 11 - EQUIPMENTS
| CFR1300: MI - C-Frame, 34"D, 34-3/4"H, 2" thick |  |  |  |  | DIVISION 11 - EQUIPMENTS
| FRU0048: MI - Front & rear runner 46" wide |  |  |  |  | DIVISION 11 - EQUIPMENTS
| FRU0036: MI - Front & rear runner 34" wide |  |  |  |  | DIVISION 11 - EQUIPMENTS
| 1550022: HC - 2 DR/2 DRWR 48" X 24-3/4" X 22"D |  |  |  |  | DIVISION 11 - EQUIPMENTS
| 1450097: HC - 3" 26R" DRWR 36" X 24" X 22"D |  |  |  |  | DIVISION 11 - EQUIPMENTS
| AUA0136: AU - 36" Apron unit 22"D W/ 1 DRWR |  |  |  |  | DIVISION 11 - EQUIPMENTS
| SCP3036: MI - Apron service cover 36"W X 31"H |  |  |  |  | DIVISION 11 - EQUIPMENTS
| ECS1007: FP - End cover scribe 6-1/2" X 34-3/4", C/W 2 clips |  |  |  |  | DIVISION 11 - EQUIPMENTS
| CT2880-231-CA: RD TUR W/STR NDL Valve for Ca |  |  |  |  | DIVISION 11 - EQUIPMENTS
| CT2880-231-V: RD TUR W/STR NDL Valve for Vacuum |  |  |  |  | DIVISION 11 - EQUIPMENTS
| CT2880-231-N2: RD TUR W/STR NDL Valve for Nitrogen |  |  |  |  | DIVISION 11 - EQUIPMENTS
| CT500WS: DBL GNG, SNG Face elec pedestal box, epoxy coated |  |  |  |  | DIVISION 11 - EQUIPMENTS
| ELEC 240V: 240V, 13A, Duplex electrical receptacle |  |  |  |  | DIVISION 11 - EQUIPMENTS
| Item #4 | ITEM | LS |  |  | DIVISION 11 - EQUIPMENTS
| EP-914: Epoxy resin worktop 914mm wide, 25mm thick, black |  |  |  |  | DIVISION 11 - EQUIPMENTS
| EP-100: Epoxy resin back splash 100mm high, black |  |  |  |  | DIVISION 11 - EQUIPMENTS
| EP-CO-SF: Epoxy cutout for service fixture |  |  |  |  | DIVISION 11 - EQUIPMENTS
| CFR1300: MI - C-Frame, 34"D, 34-3/4"H, 2" thick |  |  |  |  | DIVISION 11 - EQUIPMENTS
| FRU0048: MI - Front & rear runner 46" wide |  |  |  |  | DIVISION 11 - EQUIPMENTS
| FRU0042: MI - Front & rear runner 44" wide |  |  |  |  | DIVISION 11 - EQUIPMENTS
| FRU0054: MI - Front & rear runner 52" wide |  |  |  |  | DIVISION 11 - EQUIPMENTS
| 1850022: HC - 2 DR/2 DRWR 42" X 24" X 22"D |  |  |  |  | DIVISION 11 - EQUIPMENTS
| 1550022: HC - 2 DR/2 DRWR 48" X 24-3/4" X 22"D |  |  |  |  | DIVISION 11 - EQUIPMENTS
| 1150122: HC - 2 "F"DRWRS 15" X 24" X 22"D |  |  |  |  | DIVISION 11 - EQUIPMENTS
| 1850099: HC - 1 "48R", 4 "24R" DRWRS 42" X 24-3/4" X 22"D |  |  |  |  | DIVISION 11 - EQUIPMENTS
| AUA0136: AU - 36" Apron unit 22"D W/ 1 DRWR |  |  |  |  | DIVISION 11 - EQUIPMENTS
| SCP3036: MI - Apron service cover 36"W X 31"H |  |  |  |  | DIVISION 11 - EQUIPMENTS
| ECS1007: FP - End cover scribe 6-1/2" X 34-3/4", C/W 2 clip |  |  |  |  | DIVISION 11 - EQUIPMENTS
| 5510030: WC - Hinged framed glass 48" X 30" X 14"D |  |  |  |  | DIVISION 11 - EQUIPMENTS
| 5610060: WC - Hinged DR 42" X 30" X 14"D |  |  |  |  | DIVISION 11 - EQUIPMENTS
| CT2880-231-CA: RD TUR W/STR NDL Valve for Ca |  |  |  |  | DIVISION 11 - EQUIPMENTS
| CT2880-231-V: RD TUR W/STR NDL Valve for Vacuum |  |  |  |  | DIVISION 11 - EQUIPMENTS
| CT500WS: DBL GNG, SNG Face elec pedestal box, epoxy coated |  |  |  |  | DIVISION 11 - EQUIPMENTS
| ELEC 240V: 240V, 13A, Duplex electrical receptacle |  |  |  |  | DIVISION 11 - EQUIPMENTS
DIVISION 11 - EQUIPMENTS
DIVISION 11 - EQUIPMENTS
DIVISION 11 - EQUIPMENTS
DIVISION 11 - EQUIPMENTS
DIVISION 11 - EQUIPMENTS
DIVISION 11 - EQUIPMENTS
DIVISION 11 - EQUIPMENTS
DIVISION 11 - EQUIPMENTS
DIVISION 11 - EQUIPMENTS
DIVISION 11 - EQUIPMENTS
DIVISION 11 - EQUIPMENTS
DIVISION 11 - EQUIPMENTS
DIVISION 11 - EQUIPMENTS
DIVISION 11 - EQUIPMENTS
DIVISION 11 - EQUIPMENTS
DIVISION 11 - EQUIPMENTS
DIVISION 11 - EQUIPMENTS
DIVISION 11 - EQUIPMENTS
| Total |  |  |  | 0 | DIVISION 11 - EQUIPMENTS
| DIVISION 11 - EQUIPMENTS |  |  |  |  | DIVISION 11 - EQUIPMENTS
| Item #5 | ITEM | LS | Included | Included | DIVISION 11 - EQUIPMENTS
| EP-1524: Epoxy resin worktop 1524mm wide, 25mm thick, black |  |  |  |  | DIVISION 11 - EQUIPMENTS
| EP-305: Epoxy resin reagent shelf 305mm wide, 25mm thick, black |  |  |  |  | DIVISION 11 - EQUIPMENTS
| EP-CO-SF: Epoxy cutout for service fixtyre |  |  |  |  | DIVISION 11 - EQUIPMENTS
| EP-CO-SK: Epoxy cutout for sink/cupsink/service drop |  |  |  |  | DIVISION 11 - EQUIPMENTS
| 9900018: BC - End sink 58" X 34-3/4" X 22"D |  |  |  |  | DIVISION 11 - EQUIPMENTS
| 1510099: BC - 2 "48R", 4 "24R" DRWRS, 48" X 34-3/4" X 22"D |  |  |  |  | DIVISION 11 - EQUIPMENTS
| 1410133: BC - 4 "18F" DRWRS 36" X 34-3/4" X 22"D |  |  |  |  | DIVISION 11 - EQUIPMENTS
| 1510022: BC - 2 DR/2 DRWR 48" X 34-3/4" X 22"D |  |  |  |  | DIVISION 11 - EQUIPMENTS
| 1512011: SC - Insulated 48" X 34-3/4" X 22" D |  |  |  |  | DIVISION 11 - EQUIPMENTS
| 1411011: BC - Acid 36" X 34-3/4" X 22"D |  |  |  |  | DIVISION 11 - EQUIPMENTS
| PVSS: Polyolefin vent set for acid tub |  |  |  |  | DIVISION 11 - EQUIPMENTS
| 1510097: BC - 4 "48R" DRWRS 48" X 34-3/4" 22"D |  |  |  |  | DIVISION 11 - EQUIPMENTS
| AUA0136: AU - 36" Apron unit 22" D W/ 1 DRWR |  |  |  |  | DIVISION 11 - EQUIPMENTS
| SCP1036: MI - Front rail service cover 36"W X 34-3/4"H |  |  |  |  | DIVISION 11 - EQUIPMENTS
| FFC1006: FP - Front filler panel 6" X 34-3/4" |  |  |  |  | DIVISION 11 - EQUIPMENTS
| ECC1014: FP - End cover channel 14"W X 34-3/4"H, C/W 4 clips |  |  |  |  | DIVISION 11 - EQUIPMENTS
| BRE1010: MI - Adjustable box support-end, 2" X 24" 10"D |  |  |  |  | DIVISION 11 - EQUIPMENTS
| FRA0038: MI - Front rail 38"W X 4"H |  |  |  |  | DIVISION 11 - EQUIPMENTS
| SDP3078: MI - Service drop 12" X 78" X 6" D |  |  |  |  | DIVISION 11 - EQUIPMENTS
| D-30: Epoxy resin sink, drop-in, 18X15X11 |  |  |  |  | DIVISION 11 - EQUIPMENTS
| P-TRAP: Waste disposal pipe for sink |  |  |  |  | DIVISION 11 - EQUIPMENTS
| CT414: Deck MTD mixing laboratory faucet |  |  |  |  | DIVISION 11 - EQUIPMENTS
| PB2430: Pegboard 24" X 30", black epoxy w/ SS drip tray, 39pegs |  |  |  |  | DIVISION 11 - EQUIPMENTS
| CT2880-232-CA: RD TUR W/STR DBL NDL Valve 180 Deg for Ca |  |  |  |  | DIVISION 11 - EQUIPMENTS
| CT2880-232-V: RD TUR W/STR DBL NDL Valve 180 Deg for |  |  |  |  | DIVISION 11 - EQUIPMENTS
| Vacuum |  |  |  |  | DIVISION 11 - EQUIPMENTS
| CT2880-232-N2: RD TUR W/STR DBL NDL Valve 180 Deg for |  |  |  |  | DIVISION 11 - EQUIPMENTS
| Nitrogen |  |  |  |  | DIVISION 11 - EQUIPMENTS
| ELEC 240V: 240V, 13A, Duplex electrical receptacle |  |  |  |  | DIVISION 11 - EQUIPMENTS
| SS-CR: Stainless steel corner guard |  |  |  |  | DIVISION 11 - EQUIPMENTS
| PVC-COVE: PVC cove molding, black |  |  |  |  | DIVISION 11 - EQUIPMENTS
| Item #6 |  |  |  |  | DIVISION 11 - EQUIPMENTS
| SS902: Eye wash/shower safety station |  |  |  |  | DIVISION 11 - EQUIPMENTS
| Item #7 | ITEM | LS | Included | Included | DIVISION 11 - EQUIPMENTS
| 1848NC: Wire chrome shelf |  |  |  |  | DIVISION 11 - EQUIPMENTS
| 74P: 74" Chrome post |  |  |  |  | DIVISION 11 - EQUIPMENTS
| 9993Z: Foot plate |  |  |  |  | DIVISION 11 - EQUIPMENTS
| Item #8 | ITEM | LS | Included | Included | DIVISION 11 - EQUIPMENTS
| 894580: Safety cabinet for flammables 2 SC Door, 1651 X 1092 X 457mm |  |  |  |  | DIVISION 11 - EQUIPMENTS
| 894522: Safety cabinet for acid 2 Door, 43" X 65", 45GL |  |  |  |  | DIVISION 11 - EQUIPMENTS
| SS-CR: Stainless steel corner guard |  |  |  |  | DIVISION 11 - EQUIPMENTS
| PVC-COVE: PVC cove molding black |  |  |  |  | DIVISION 11 - EQUIPMENTS
| Item #9 | ITEM | LS | Included | Included | DIVISION 11 - EQUIPMENTS
| GB200FS: 2 Cylinders wall mounted bracket with chain |  |  |  |  | DIVISION 11 - EQUIPMENTS
DIVISION 11 - EQUIPMENTS
DIVISION 11 - EQUIPMENTS
DIVISION 11 - EQUIPMENTS
DIVISION 11 - EQUIPMENTS
DIVISION 11 - EQUIPMENTS
DIVISION 11 - EQUIPMENTS
DIVISION 11 - EQUIPMENTS
DIVISION 11 - EQUIPMENTS
DIVISION 11 - EQUIPMENTS
DIVISION 11 - EQUIPMENTS
DIVISION 11 - EQUIPMENTS
DIVISION 11 - EQUIPMENTS
| Total |  |  |  | 0 | DIVISION 11 - EQUIPMENTS
DIVISION 11 - EQUIPMENTS
| DIVISION 11 - EQUIPMENTS |  |  |  |  | DIVISION 11 - EQUIPMENTS
| COLLECTION |  |  |  |  | DIVISION 11 - EQUIPMENTS
| Total of Page Bill No. 1 /11-1 |  |  |  | 143232 | DIVISION 11 - EQUIPMENTS
| Ditto Bill No. 1 /11-2 |  |  |  | 128685 | DIVISION 11 - EQUIPMENTS
| Ditto Bill No. 1 /11-3 |  |  |  | 55950 | DIVISION 11 - EQUIPMENTS
| Ditto Bill No. 1 /11-4 |  |  |  | 33414.233 | DIVISION 11 - EQUIPMENTS
| Ditto Bill No. 1 /11-5 |  |  |  | 39165 | DIVISION 11 - EQUIPMENTS
DIVISION 11 - EQUIPMENTS
DIVISION 11 - EQUIPMENTS
DIVISION 11 - EQUIPMENTS
DIVISION 11 - EQUIPMENTS
DIVISION 11 - EQUIPMENTS
DIVISION 11 - EQUIPMENTS
DIVISION 11 - EQUIPMENTS
DIVISION 11 - EQUIPMENTS
DIVISION 11 - EQUIPMENTS
DIVISION 11 - EQUIPMENTS
DIVISION 11 - EQUIPMENTS
DIVISION 11 - EQUIPMENTS
DIVISION 11 - EQUIPMENTS
DIVISION 11 - EQUIPMENTS
DIVISION 11 - EQUIPMENTS
DIVISION 11 - EQUIPMENTS
DIVISION 11 - EQUIPMENTS
DIVISION 11 - EQUIPMENTS
DIVISION 11 - EQUIPMENTS
DIVISION 11 - EQUIPMENTS
DIVISION 11 - EQUIPMENTS
DIVISION 11 - EQUIPMENTS
DIVISION 11 - EQUIPMENTS
DIVISION 11 - EQUIPMENTS
DIVISION 11 - EQUIPMENTS
DIVISION 11 - EQUIPMENTS
DIVISION 11 - EQUIPMENTS
DIVISION 11 - EQUIPMENTS
DIVISION 11 - EQUIPMENTS
DIVISION 11 - EQUIPMENTS
DIVISION 11 - EQUIPMENTS
DIVISION 11 - EQUIPMENTS
DIVISION 11 - EQUIPMENTS
DIVISION 11 - EQUIPMENTS
DIVISION 11 - EQUIPMENTS
DIVISION 11 - EQUIPMENTS
DIVISION 11 - EQUIPMENTS
DIVISION 11 - EQUIPMENTS
DIVISION 11 - EQUIPMENTS
DIVISION 11 - EQUIPMENTS
DIVISION 11 - EQUIPMENTS
DIVISION 11 - EQUIPMENTS
DIVISION 11 - EQUIPMENTS
DIVISION 11 - EQUIPMENTS
DIVISION 11 - EQUIPMENTS
DIVISION 11 - EQUIPMENTS
DIVISION 11 - EQUIPMENTS
DIVISION 11 - EQUIPMENTS
DIVISION 11 - EQUIPMENTS
DIVISION 11 - EQUIPMENTS
| Total |  |  |  | 400446.233 | DIVISION 11 - EQUIPMENTS
| DIVISION 12 - FURNITURES |  |  |  |  | DIVISION 12 - FURNITURES
| SEATING |  |  |  |  | DIVISION 12 - FURNITURES
| Supply and fix the following chairs in all complete as per drawings, specifications and to the satisfaction of the Superintendent. |  |  |  |  | DIVISION 12 - FURNITURES
Plan-MB-10283 | CH - 1 High back chair, padded arms and swivel wooden base | No | 2 | 414.335 | 828.67 | DIVISION 12 - FURNITURES
Plan-MB-10284 | CH - 1a Low back guest chair with wooden legs and padded arm | No | 4 | 170.204 | 680.816 | DIVISION 12 - FURNITURES
Plan-MB-10285 | CH - 2 High back chair with swivel wooden base and padded arms | No | 10 | 404.939 | 4049.39 | DIVISION 12 - FURNITURES
Plan-MB-10286 | CH - 3 Low back guest chair with wooden legs and padded arms | No | 20 | 170.196 | 3403.92 | DIVISION 12 - FURNITURES
Plan-MB-10287 | CH - 4 Low back meeting chair with padded arms and swivel wooden base | No | 40 | 324.224 | 12968.96 | DIVISION 12 - FURNITURES
Plan-MB-10288 | CH - 5 High back task chair, with tilt lock and seat, arm height adjustment | No | 74 | 427.467 | 31632.558 | DIVISION 12 - FURNITURES
Plan-MB-10289 | CH - 6 Medium back guest chair with wooden frame and padded arm rest | No | 148 | 170.2 | 25189.6 | DIVISION 12 - FURNITURES
Plan-MB-10290 | CH - 7 Medium back guest chair with wooden frame and padded arm rest | No | 148 | 170.2 | 25189.6 | DIVISION 12 - FURNITURES
Plan-MB-10291 | CH - 8 High back task chair, with tilt lock and seat, arm height adjustment | No | 75 | 427.469 | 32060.175 | DIVISION 12 - FURNITURES
Plan-MB-10292 | CH - 9 Medium back guest chair with wooden frame and padded arm rest | No | 150 | 170.201 | 25530.15 | DIVISION 12 - FURNITURES
Plan-MB-10293 | CH - 10 High back task chair, with tilt lock and seat, arm height adjustment | No | 145 | 427.464 | 61982.28 | DIVISION 12 - FURNITURES
Plan-MB-10294 | CH - 11 Auditorium chair | No | 100 | 165.691 | 16569.1 | DIVISION 12 - FURNITURES
Plan-MB-10295 | CH - 12 High back task chair, with tilt lock and seat, arm height adjustment | No | 174 | 427.47 | 74379.78 | DIVISION 12 - FURNITURES
Plan-MB-10296 | CH - 13 High back conference chair, swivel wooden base and padded arms | No | 282 | 357.246 | 100743.372 | DIVISION 12 - FURNITURES
Plan-MB-10297 | CH - 14 Low back cafeteria chair, stackable | No | 248 | 33.472 | 8301.056 | DIVISION 12 - FURNITURES
Plan-MB-10298 | CH - 15 VIP Cafeteria chair with wooden arms and legs | No | 30 | 55.068 | 1652.04 | DIVISION 12 - FURNITURES
Plan-MB-10299 | CH - 16 Lecture chair with joined arm rest and writing table | No | 79 | 153.573 | 12132.267 | DIVISION 12 - FURNITURES
Plan-MB-10300 | CH - 17 High back teacher chair, swivel | No | 5 | 169.621 | 848.105 | DIVISION 12 - FURNITURES
Plan-MB-10301 | CH - 18 Fully upholstered chair with four wooden legs | No | 34 | 181.794 | 6180.996 | DIVISION 12 - FURNITURES
Plan-MB-10302 | CH - 19 High back adjustable chair, swivel | No | 1 | 169.621 | 169.621 | DIVISION 12 - FURNITURES
Plan-MB-10303 | CH - 20 High back task chair, with tilt lock and seat, arm height adjustment | NO | 2 | 427.476 | 854.952 | DIVISION 12 - FURNITURES
Plan-MB-10304 | CH - 21 Medium back task chair, swivel | NO | 12 | 169.547 | 2034.564 | DIVISION 12 - FURNITURES
| DESK Supply and fix the following desk including all necessary connections to underfloor trunking, wiring, power supply, etc. all complete as per the drawings, specifications and to the satisfaction of the Superintendent |  |  |  |  | DIVISION 12 - FURNITURES
Plan-MB-10305 | DK - 1 Cherry finish, Free standing wooden desk with fine leather arm rest, picture frame moulding and double pedestal | NO | 2 | 591.906 | 1183.812 | DIVISION 12 - FURNITURES
Plan-MB-10306 | DK - 2 Wooden desk with extension, fine leather arm rest, picture frame moulding and single pedestal | NO | 10 | 591.73 | 5917.3 | DIVISION 12 - FURNITURES
Plan-MB-10307 | DK - 3 U-shape wooden desk with fine leather arm rest | NO | 74 | 489.535 | 36225.59 | DIVISION 12 - FURNITURES
Plan-MB-10308 | DK - 4 Walnut veneer, U-shape desk with fine leather arm rest | NO | 75 | 489.544 | 36715.8 | DIVISION 12 - FURNITURES
Plan-MB-10309 | DK - 5 Walnut natural finish, free standing wooden desk with extension and single wooden pedestal | NO | 145 | 376.56 | 54601.2 | DIVISION 12 - FURNITURES
Plan-MB-10310 | DK - 6 Free standing desk with double pedestal and extension | NO | 42 | 489.532 | 20560.344 | DIVISION 12 - FURNITURES
Plan-MB-10311 | DK - 7 Custom made laminated white sand desk All capable are hidden away in sideboards and table tops | NO | 4 | 403.457 | 1613.828 | DIVISION 12 - FURNITURES
Plan-MB-10312 | DK - 8 Custom made laminated white sand desk | NO | 1 | 968.252 | 968.252 | DIVISION 12 - FURNITURES
DIVISION 12 - FURNITURES
DIVISION 12 - FURNITURES
DIVISION 12 - FURNITURES
DIVISION 12 - FURNITURES
DIVISION 12 - FURNITURES
DIVISION 12 - FURNITURES
DIVISION 12 - FURNITURES
DIVISION 12 - FURNITURES
| Total |  |  |  | 605168.098 | DIVISION 12 - FURNITURES
DIVISION 12 - FURNITURES
| DIVISION 12 - FURNITURES |  |  |  |  | DIVISION 12 - FURNITURES
| CREDENZA |  |  |  |  | DIVISION 12 - FURNITURES
DIVISION 12 - FURNITURES
| Supply and fix the following credenza as per the drawings, specifications and to the satisfaction of the Superintendent. |  |  |  |  | DIVISION 12 - FURNITURES
Plan-MB-10313 | CR - 1 Walnut finish, free standing wooden credenza | No | 145 | 349.667 | 50701.715 | DIVISION 12 - FURNITURES
| TABLES |  |  |  |  | DIVISION 12 - FURNITURES
| Supply and fix the following tables all complete as per the drawings, specifications and to the satisfaction of the Superintendent. |  |  |  |  | DIVISION 12 - FURNITURES
Plan-MB-10314 | TA - 1 Round Wooden Table with wooden cylinder base | No | 10 | 301.253 | 3012.53 | DIVISION 12 - FURNITURES
Plan-MB-10315 | TA -2 Round dining table for 8 person with flip top and casters | No | 31 | 242.078 | 7504.418 | DIVISION 12 - FURNITURES
Plan-MB-10316 | TA - 3 Circular Wooden Dining Table for 10 persons | No | 3 | 478.532 | 1435.596 | DIVISION 12 - FURNITURES
Plan-MB-10317 | TA - 4 Boat Shaped Wooden Conference Table for 16 persons | No | 12 | 2587.529 | 31050.348 | DIVISION 12 - FURNITURES
Plan-MB-10318 | TA - 5 Custom made Conference Table for 30 persons | No | 1 | 6455.314 | 6455.314 | DIVISION 12 - FURNITURES
Plan-MB-10319 | TA - 6 Custom made Conference Table for 30 persons | No | 1 | 5917.297 | 5917.297 | DIVISION 12 - FURNITURES
Plan-MB-10320 | TA - 7 Round Wooden Table with aluminum legs for 6 persons | No | 3 | 354.85 | 1064.55 | DIVISION 12 - FURNITURES
Plan-MB-10321 | TA - 8 Round Wooden Table with aluminum legs for 6 persons | No | 16 | 403.457 | 6455.312 | DIVISION 12 - FURNITURES
| OCCASSIONAL TABLES |  |  |  |  | DIVISION 12 - FURNITURES
| Supply and fix the following occassional tables all complete as per drawings, specifications and to the satisfcation of the Superintendent. |  |  |  |  | DIVISION 12 - FURNITURES
Plan-MB-10322 | TL - 1 Rectangular Middle Table with wood veneer in lay top and square legs | No | 2 | 193.696 | 387.392 | DIVISION 12 - FURNITURES
Plan-MB-10323 | TL - 2 Square wooden side table | No | 4 | 166.75 | 667 | DIVISION 12 - FURNITURES
Plan-MB-10324 | TL - 3 Middle Wooden Table with four square legs | No | 20 | 177.529 | 3550.58 | DIVISION 12 - FURNITURES
Plan-MB-10325 | TL - 4 Rectangular Wooden Middle Table | No | 334 | 96.831 | 32341.554 | DIVISION 12 - FURNITURES
Plan-MB-10326 | TL - 5 Rectangular Wooden Table with straight cut wood legs and shelf | No | 13 | 263.572 | 3426.436 | DIVISION 12 - FURNITURES
Plan-MB-10327 | TL - 6 Rectangular Side Table with glass top | No | 25 | 231.302 | 5782.55 | DIVISION 12 - FURNITURES
Plan-MB-10328 | TL - 7 Custom made, wooden curved table | No | 8 | 484.126 | 3873.008 | DIVISION 12 - FURNITURES
Plan-MB-10329 | TL - 8 Custom made, wooden curved, low table | No | 9 | 134.479 | 1210.311 | DIVISION 12 - FURNITURES
Plan-MB-10330 | TL - 9 Rectangular Glass top Coffee Table | No | 5 | 268.92 | 1344.6 | DIVISION 12 - FURNITURES
| FILLING |  |  |  |  | DIVISION 12 - FURNITURES
| Supply and fix the following filing-book case all complete as per drawings, specifications and to the satisfcation of the Superintendent. |  |  |  |  | DIVISION 12 - FURNITURES
Plan-MB-10331 | FL - 1 Mechanical Operated Mobile Shelving | No | 3 | 4463.982 | 13391.946 | DIVISION 12 - FURNITURES
Plan-MB-10332 | FL - 2 Electrical Filling Unit | No | 8 | 1527.836 | 12222.688 | DIVISION 12 - FURNITURES
Plan-MB-10333 | FL - 3 Five high Lateral file with drawers and keyed locks on each opening | No | 360 | 135.115 | 48641.4 | DIVISION 12 - FURNITURES
| SHELVING |  |  |  |  | DIVISION 12 - FURNITURES
DIVISION 12 - FURNITURES
| Supply and fix the following shelving all complete as per drawings, specifications and to the satisfaction of the Superintendent. |  |  |  |  | DIVISION 12 - FURNITURES
Plan-MB-10334 | SH - 1 Five high, fixed shelves, open cabinet in metallic paint | No | 53 | 258.215 | 13685.395 | DIVISION 12 - FURNITURES
Plan-MB-10335 | SH - 2 Two hanged doors cabinet with lock | No | 19 | 532.529 | 10118.051 | DIVISION 12 - FURNITURES
Plan-MB-10336 | SH - 3 Double-face flexible steel shelves | No | 51 | 376.554 | 19204.254 | DIVISION 12 - FURNITURES
| BOOK CASE |  |  |  |  | DIVISION 12 - FURNITURES
DIVISION 12 - FURNITURES
| Supply and fix the following book case all complete as per drawings, specifications and to the satisfaction of the Superintendent. |  |  |  |  | DIVISION 12 - FURNITURES
Plan-MB-10337 | BC - 01 Multi doors/drawers wood bookcase | No | 10 | 527.195 | 5271.95 | DIVISION 12 - FURNITURES
Plan-MB-10338 | BC - 02 Multi doors/drawers and shelves wood bookcase | No | 12 | 580.973 | 6971.676 | DIVISION 12 - FURNITURES
Plan-MB-10339 | BC - 03 Multi doors/drawers and shelves wood bookcase | No | 30 | 355.047 | 10651.41 | DIVISION 12 - FURNITURES
DIVISION 12 - FURNITURES
DIVISION 12 - FURNITURES
DIVISION 12 - FURNITURES
DIVISION 12 - FURNITURES
| Total |  |  |  | 306339.281 | DIVISION 12 - FURNITURES
DIVISION 12 - FURNITURES
| DIVISION 12 - FURNITURES |  |  |  |  | DIVISION 12 - FURNITURES
DIVISION 12 - FURNITURES
| LOUNGE SEATING |  |  |  |  | DIVISION 12 - FURNITURES
| Supply and fix the following lounge seating all complete as per drawings, specifications and to the satisfaction of the Superintendent. |  |  |  |  | DIVISION 12 - FURNITURES
Plan-MB-10340 | LS - 1 Single Seater Sofa, fine leather upholstered | No | 4 | 353.708 | 1414.832 | DIVISION 12 - FURNITURES
Plan-MB-10341 | LS - 2 Triple Seater Sofa, fine leather upholstered | No | 2 | 684.116 | 1368.232 | DIVISION 12 - FURNITURES
Plan-MB-10342 | LS - 3 Single Seater chair with four wooden legs | No | 290 | 170.2 | 49358 | DIVISION 12 - FURNITURES
Plan-MB-10343 | LS - 4 Single Seater chair with wooden arm rest and legs | No | 56 | 170.201 | 9531.256 | DIVISION 12 - FURNITURES
Plan-MB-10344 | LS - 5 Custom made, fully upholstered armless chair | No | 33 | 391.579 | 12922.107 | DIVISION 12 - FURNITURES
Plan-MB-10345 | LS - 6 Single seater sofa with padded back and arm rest | No | 26 | 318.106 | 8270.756 | DIVISION 12 - FURNITURES
Plan-MB-10346 | LS - 7 Triple seater sofa with padded back and arm rest | No | 13 | 614.672 | 7990.736 | DIVISION 12 - FURNITURES
Plan-MB-10347 | LS - 8 Custom made, fully upholstered armless chair | No | 20 | 391.586 | 7831.72 | DIVISION 12 - FURNITURES
Plan-MB-10348 | LS - 9 Single seater sofa with loose seat and tight back | No | 10 | 353.73 | 3537.3 | DIVISION 12 - FURNITURES
DIVISION 12 - FURNITURES
| COUNTER |  |  |  |  | DIVISION 12 - FURNITURES
| Supply and fix the following counter all complete as per drawings, specifications and to the satisfaction of the Superintendent. |  |  |  |  | DIVISION 12 - FURNITURES
Plan-MB-10349 | CU - 1 Restaurant Food Counter | No | 3 | 797.159 | 2391.477 | DIVISION 12 - FURNITURES
Plan-MB-10350 | CU - 2 Clinic Reception Counter | No | 1 | 4411.028 | 4411.028 | DIVISION 12 - FURNITURES
Plan-MB-10351 | CU - 3 Training Hall Counter | No | 1 | 484.126 | 484.126 | DIVISION 12 - FURNITURES
Plan-MB-10352 | CU - 4 Library Counter | No | 1 | 4571.814 | 4571.814 | DIVISION 12 - FURNITURES
Plan-MB-10353 | CU - 5 Auditorium Counter | No | 1 | 537.133 | 537.133 | DIVISION 12 - FURNITURES
Plan-MB-10354 | CU - 7 Security Counter | No | 1 | 3012.539 | 3012.539 | DIVISION 12 - FURNITURES
Plan-MB-10355 | CU - 8 Entrance Counter | No | 1 | 2259.404 | 2259.404 | DIVISION 12 - FURNITURES
Plan-MB-10356 | FCU - 1 Custom made Food Counter | No | 24 | 322.769 | 7746.456 | DIVISION 12 - FURNITURES
Plan-MB-10357 | FCU - 2 Custom made Food Counter | No | 4 | 726.19 | 2904.76 | DIVISION 12 - FURNITURES
Plan-MB-10358 | FCU - 3 Custom made Food Counter | No | 2 | 591.906 | 1183.812 | DIVISION 12 - FURNITURES
DIVISION 12 - FURNITURES
| WORKSTATION |  |  |  |  | DIVISION 12 - FURNITURES
| Supply and fix the following workstation all complete as per |  |  |  |  | DIVISION 12 - FURNITURES
| drawings, specifications and to the satisfaction of the Superintendent. |  |  |  |  | DIVISION 12 - FURNITURES
Plan-MB-10359 | WS - 1 L-Shape, Melamine Havana Finish Workstation | NO | 132 | 591.739 | 78109.548 | DIVISION 12 - FURNITURES
Plan-MB-10360 | WS - 2 L-Shape, Melamine Havana Finish Workstation | NO | 12 | 478.752 | 5745.024 | DIVISION 12 - FURNITURES
| BED ROOM |  |  |  |  | DIVISION 12 - FURNITURES
| Supply and fix the following,all complete as per drawings, |  |  |  |  | DIVISION 12 - FURNITURES
| specifications and to the satisfaction of the Superintendent. |  |  |  |  | DIVISION 12 - FURNITURES
Plan-MB-10361 | BE - 01 Wooden Custom Made Bed | NO | 5 | 1237.173 | 6185.865 | DIVISION 12 - FURNITURES
Plan-MB-10362 | ST - 01 Stretcher | NO | 2 | 106.013 | 212.026 | DIVISION 12 - FURNITURES
Plan-MB-10363 | CA - 01 Wooden Custom Made Cabinet | NO | 5 | 860.649 | 4303.245 | DIVISION 12 - FURNITURES
| WINDOW TREATMENT |  |  |  |  | DIVISION 12 - FURNITURES
| Provide and fix the following items with tracks and fixation |  |  |  |  | DIVISION 12 - FURNITURES
| as per drawings, specifications to meet with the approval |  |  |  |  | DIVISION 12 - FURNITURES
| of the Superintendent. |  |  |  |  | DIVISION 12 - FURNITURES
Plan-MB-10364 | WT - 1 | MR | 1102 | 82.575 | 90997.65 | DIVISION 12 - FURNITURES
Plan-MB-10365 | WT - 2 | MR | 165 | 82.575 | 13624.875 | DIVISION 12 - FURNITURES
| ACCESSORIES |  |  |  |  | DIVISION 12 - FURNITURES
| Supply and fix the following items all complete as per drawings, |  |  |  |  | DIVISION 12 - FURNITURES
| specifications and to the satisfaction of the Superintendent. |  |  |  |  | DIVISION 12 - FURNITURES
Plan-MB-10366 | WB - 01 Wall Board | NO | 13 | 485.893 | 6316.609 | DIVISION 12 - FURNITURES
Plan-MB-10367 | WB - 02 Wall Board | NO | 2 | 613.992 | 1227.984 | DIVISION 12 - FURNITURES
Plan-MB-10368 | ACC - 01 Lectern | NO | 1 | 230.578 | 230.578 | DIVISION 12 - FURNITURES
| WALL FABRIC PAPER |  |  |  |  | DIVISION 12 - FURNITURES
Plan-MB-10369 | Provide and fix wall fabric paper as per drawings, | NO | 918 | 38.535 | 35375.13 | DIVISION 12 - FURNITURES
| specifications, an d to the satisfaction of the Superintendent. |  |  |  |  | DIVISION 12 - FURNITURES
DIVISION 12 - FURNITURES
| Total |  |  |  | 374056.022 | DIVISION 12 - FURNITURES
DIVISION 12 - FURNITURES
| DIVISION 12 - FURNITURES |  |  |  |  | DIVISION 12 - FURNITURES
| Supply additional extra loosed furnitures with the following required |  |  |  |  | DIVISION 12 - FURNITURES
| numbers to be added in the quantities of the items which is shown in |  |  |  |  | DIVISION 12 - FURNITURES
| the drawings as per specification. |  |  |  |  | DIVISION 12 - FURNITURES
Plan-MB-10370 | CH - 2 High back chair with swivel wooden base and padded arms | NO | 1 | 404.616 | 404.616 | DIVISION 12 - FURNITURES
Plan-MB-10371 | CH - 3 Low back guest chair with wooden legs and padded arms | NO | 2 | 170.063 | 340.126 | DIVISION 12 - FURNITURES
Plan-MB-10372 | CH - 4 Low back meeting chair with padded arms and swivel wooden base | NO | 4 | 324.224 | 1296.896 | DIVISION 12 - FURNITURES
Plan-MB-10373 | CH - 5 High back task chair, with tilt lock and seat, arm | NO | 4 | 427.365 | 1709.46 | DIVISION 12 - FURNITURES
| height adjustment |  |  |  |  | DIVISION 12 - FURNITURES
Plan-MB-10374 | CH - 6 Medium back guest chair with wooden frame and | NO | 4 | 170.063 | 680.252 | DIVISION 12 - FURNITURES
| padded arm rest |  |  |  |  | DIVISION 12 - FURNITURES
Plan-MB-10375 | CH - 7 Medium back guest chair with wooden frame and | NO | 4 | 170.063 | 680.252 | DIVISION 12 - FURNITURES
| padded arm rest |  |  |  |  | DIVISION 12 - FURNITURES
Plan-MB-10376 | CH - 8 High back task chair, with tilt lock and seat, arm | NO | 4 | 427.365 | 1709.46 | DIVISION 12 - FURNITURES
| height adjustment |  |  |  |  | DIVISION 12 - FURNITURES
Plan-MB-10377 | CH - 9 Medium back guest chair with wooden frame and | NO | 8 | 170.173 | 1361.384 | DIVISION 12 - FURNITURES
| padded arm rest |  |  |  |  | DIVISION 12 - FURNITURES
Plan-MB-10378 | CH - 10 High back task chair, with tilt lock and seat, arm | NO | 7 | 427.459 | 2992.213 | DIVISION 12 - FURNITURES
| height adjustment |  |  |  |  | DIVISION 12 - FURNITURES
Plan-MB-10379 | CH - 11 Auditorium chair | NO | 5 | 165.645 | 828.225 | DIVISION 12 - FURNITURES
Plan-MB-10380 | CH - 12 High back task chair, with tilt lock and seat, arm | NO | 9 | 427.389 | 3846.501 | DIVISION 12 - FURNITURES
| height adjustment |  |  |  |  | DIVISION 12 - FURNITURES
Plan-MB-10381 | CH - 13 High back conference chair, swivel wooden base | NO | 14 | 357.226 | 5001.164 | DIVISION 12 - FURNITURES
| and padded arm |  |  |  |  | DIVISION 12 - FURNITURES
Plan-MB-10382 | CH - 14 Low back cafeteria chair, stackable | NO | 12 | 33.423 | 401.076 | DIVISION 12 - FURNITURES
Plan-MB-10383 | CH - 15 VIP Cafeteria chair with wooden arms and legs | NO | 2 | 55.215 | 110.43 | DIVISION 12 - FURNITURES
Plan-MB-10384 | CH - 16 Lecture chair with joined arm rest and writing table | NO | 4 | 153.498 | 613.992 | DIVISION 12 - FURNITURES
Plan-MB-10385 | CH - 17 High back teacher chair, swivel | NO | 1 | 168.737 | 168.737 | DIVISION 12 - FURNITURES
Plan-MB-10386 | DK - 2 Wooden desk with extension, fine leather arm | NO | 1 | 591.023 | 591.023 | DIVISION 12 - FURNITURES
| rest, picture frame moulding and single pedestal |  |  |  |  | DIVISION 12 - FURNITURES
Plan-MB-10387 | DK - 3 U-shape wooden desk with fine leather arm rest | NO | 2 | 489.428 | 978.856 | DIVISION 12 - FURNITURES
Plan-MB-10388 | DK - 4 Walnut veneer, U-shape desk with fine leather arm rest | NO | 4 | 489.428 | 1957.712 | DIVISION 12 - FURNITURES
Plan-MB-10389 | DK - 5 Walnut natural finish, free standing wooden desk with | NO | 4 | 376.567 | 1506.268 | DIVISION 12 - FURNITURES
| extension and single wooden pedestal |  |  |  |  | DIVISION 12 - FURNITURES
Plan-MB-10390 | DK - 6 Free standing desk with double pedestal and extension | NO | 4 | 489.428 | 1957.712 | DIVISION 12 - FURNITURES
| and extension |  |  |  |  | DIVISION 12 - FURNITURES
DIVISION 12 - FURNITURES
DIVISION 12 - FURNITURES
DIVISION 12 - FURNITURES
DIVISION 12 - FURNITURES
DIVISION 12 - FURNITURES
DIVISION 12 - FURNITURES
DIVISION 12 - FURNITURES
DIVISION 12 - FURNITURES
DIVISION 12 - FURNITURES
DIVISION 12 - FURNITURES
DIVISION 12 - FURNITURES
DIVISION 12 - FURNITURES
DIVISION 12 - FURNITURES
DIVISION 12 - FURNITURES
DIVISION 12 - FURNITURES
DIVISION 12 - FURNITURES
DIVISION 12 - FURNITURES
DIVISION 12 - FURNITURES
DIVISION 12 - FURNITURES
DIVISION 12 - FURNITURES
DIVISION 12 - FURNITURES
DIVISION 12 - FURNITURES
| Total |  |  |  | 29136.355 | DIVISION 12 - FURNITURES
DIVISION 12 - FURNITURES
| DIVISION 12 - FURNITURES |  |  |  |  | DIVISION 12 - FURNITURES
| Supply additional extra loosed furnitures with the following required |  |  |  |  | DIVISION 12 - FURNITURES
| numbers to be added in the quantities of the items which is shown in |  |  |  |  | DIVISION 12 - FURNITURES
| the drawings as per specification. |  |  |  |  | DIVISION 12 - FURNITURES
Plan-MB-10391 | TA - 1 Round Wooden Table with wooden cylinder base | NO | 1 | 300.37 | 300.37 | DIVISION 12 - FURNITURES
Plan-MB-10392 | TA - 2 Round dining table for 8 person with flip top and casters | NO | 2 | 242.064 | 484.128 | DIVISION 12 - FURNITURES
Plan-MB-10393 | TA - 3 Circular Wooden Dining Table for 10 persosns | NO | 1 | 477.942 | 477.942 | DIVISION 12 - FURNITURES
Plan-MB-10394 | TA - 4 Boat Shaped Wooden Conference Table for 16 persons | NO | 1 | 2586.719 | 2586.719 | DIVISION 12 - FURNITURES
Plan-MB-10395 | TL - 3 Middle Wooden Table with four square legs | NO | 1 | 176.688 | 176.688 | DIVISION 12 - FURNITURES
Plan-MB-10396 | TL - 4 Rectangular Wooden Middle Table | NO | 4 | 96.737 | 386.948 | DIVISION 12 - FURNITURES
Plan-MB-10397 | SH - 1 Five high, fixed shelves, open cabinet in metallic paint | NO | 2 | 257.965 | 515.93 | DIVISION 12 - FURNITURES
Plan-MB-10398 | SH - 2 Two hanged doors cabinet with lock | NO | 1 | 532.716 | 532.716 | DIVISION 12 - FURNITURES
Plan-MB-10399 | SH - 3 Double-face flexible steel shelves | NO | 1 | 376.346 | 376.346 | DIVISION 12 - FURNITURES
Plan-MB-10400 | BC - 01 Multi doors/drawers wood bookcase | NO | 1 | 526.531 | 526.531 | DIVISION 12 - FURNITURES
Plan-MB-10401 | BC - 02 Multi doors/drawers and shelves wood bookcase | NO | 1 | 580.422 | 580.422 | DIVISION 12 - FURNITURES
Plan-MB-10402 | BC - 03 Multi doors/drawers and shelves wood bookcase | NO | 2 | 354.703 | 709.406 | DIVISION 12 - FURNITURES
Plan-MB-10403 | LS - 3 Single Seater chair with four wooden legs | NO | 10 | 170.151 | 1701.51 | DIVISION 12 - FURNITURES
Plan-MB-10404 | FCU - 1 Custom made Food Counter | NO | 2 | 322.456 | 644.912 | DIVISION 12 - FURNITURES
Plan-MB-10405 | FCU - 2 Custom made Food Counter | NO | 1 | 726.19 | 726.19 | DIVISION 12 - FURNITURES
Plan-MB-10406 | FCU - 3 Custom made Food Counter | NO | 1 | 809.236 | 809.236 | DIVISION 12 - FURNITURES
Plan-MB-10407 | WS - 1 L-Shape, Melamine Havana Finish Workstation | NO | 7 | 591.654 | 4141.578 | DIVISION 12 - FURNITURES
DIVISION 12 - FURNITURES
DIVISION 12 - FURNITURES
DIVISION 12 - FURNITURES
DIVISION 12 - FURNITURES
DIVISION 12 - FURNITURES
DIVISION 12 - FURNITURES
DIVISION 12 - FURNITURES
DIVISION 12 - FURNITURES
DIVISION 12 - FURNITURES
DIVISION 12 - FURNITURES
DIVISION 12 - FURNITURES
DIVISION 12 - FURNITURES
DIVISION 12 - FURNITURES
DIVISION 12 - FURNITURES
DIVISION 12 - FURNITURES
DIVISION 12 - FURNITURES
DIVISION 12 - FURNITURES
DIVISION 12 - FURNITURES
DIVISION 12 - FURNITURES
DIVISION 12 - FURNITURES
DIVISION 12 - FURNITURES
DIVISION 12 - FURNITURES
DIVISION 12 - FURNITURES
DIVISION 12 - FURNITURES
DIVISION 12 - FURNITURES
DIVISION 12 - FURNITURES
DIVISION 12 - FURNITURES
DIVISION 12 - FURNITURES
DIVISION 12 - FURNITURES
DIVISION 12 - FURNITURES
DIVISION 12 - FURNITURES
DIVISION 12 - FURNITURES
DIVISION 12 - FURNITURES
DIVISION 12 - FURNITURES
DIVISION 12 - FURNITURES
DIVISION 12 - FURNITURES
DIVISION 12 - FURNITURES
| Total |  |  |  | 15677.572 | DIVISION 12 - FURNITURES
| DIVISION 12 - FURNITURES |  |  |  |  | DIVISION 12 - FURNITURES
| COLLECTION |  |  |  |  | DIVISION 12 - FURNITURES
DIVISION 12 - FURNITURES
| Total of Page Bill No. 1 /12-1 |  |  |  | 605168.098 | DIVISION 12 - FURNITURES
| Ditto Bill No. 1 /12-2 |  |  |  | 306339.281 | DIVISION 12 - FURNITURES
| Ditto Bill No. 1 /12-3 |  |  |  | 374056.022 | DIVISION 12 - FURNITURES
| Ditto Bill No. 1 /12-4 |  |  |  | 29136.355 | DIVISION 12 - FURNITURES
| Ditto Bill No. 1 /12-5 |  |  |  | 15677.572 | DIVISION 12 - FURNITURES
| DIVISION 13 - SPECIAL CONSTRUCTION (FIRE PROTECTION) |  |  |  |  | DIVISION 12 - FURNITURES
DIVISION 12 - FURNITURES
| Supply, install, test, commission and maintain the following items |  |  |  |  | DIVISION 12 - FURNITURES
| and piping network of this division of work for building as shown |  |  |  |  | DIVISION 12 - FURNITURES
| on drawing and mentioned in specifications complete with |  |  |  |  | DIVISION 12 - FURNITURES
| material, supports, excavation, backfilling, concrete encasement |  |  |  |  | DIVISION 12 - FURNITURES
| fixing material and accessories accordance with KOC standards. |  |  |  |  | DIVISION 12 - FURNITURES
DIVISION 12 - FURNITURES
| SECTION 13209 - WATER TANK DISINFECTION |  |  |  |  | DIVISION 12 - FURNITURES
| SECTION 15000 - PLU. & F.F. GENERAL SPECIFICATIONS |  |  |  |  | DIVISION 12 - FURNITURES
DIVISION 12 - FURNITURES
| Accessories for concrete tanks such as stainless steel access |  |  |  |  | DIVISION 12 - FURNITURES
| door and frame, float valve, S.S 316 Puddle flange, overflow drain, |  |  |  |  | DIVISION 12 - FURNITURES
| suction, discharge, float switches, vent pipe connections with |  |  |  |  | DIVISION 12 - FURNITURES
| Stainless Steel puddle flanges, vortex inhibitor, strainer and |  |  |  |  | DIVISION 12 - FURNITURES
Plan-MB-10408 | Stainless Steel Cat ladder etc. complete in all respect. | Item | 4 | 1427.5 | 5710 | DIVISION 12 - FURNITURES
DIVISION 12 - FURNITURES
| Water tank level indicators continuous reading electronic type |  |  |  |  | DIVISION 12 - FURNITURES
| (audio visual) with control panel, alarm having interlock connection |  |  |  |  | DIVISION 12 - FURNITURES
| with pump set ,BMS and water tank complete in all respect as mentioned |  |  |  |  | DIVISION 12 - FURNITURES
| in dwg 910-WS-100-00, s.no.8, 9, 10, 11 & 12 and reference |  |  |  |  | DIVISION 12 - FURNITURES
Plan-MB-10409 | 1/TL, 2/TL, 3/TL, 4/TL & 5/TL respectively. | No | 5 | 642.38 | 3211.9 | DIVISION 12 - FURNITURES
DIVISION 12 - FURNITURES
| Water tanks disinfection includes MEW & KOC approved |  |  |  |  | DIVISION 12 - FURNITURES
Plan-MB-10410 | certificate, site inspection and preparation. | Item | LS | 773.23 | 773.23 | DIVISION 12 - FURNITURES
DIVISION 12 - FURNITURES
| SECTION 13210 - GRP POTABLE WATER STORAGE TANK |  |  |  |  | DIVISION 12 - FURNITURES
| SECTION 15000 - PLU. & F.F. GENERAL SPECIFICATIONS |  |  |  |  | DIVISION 12 - FURNITURES
DIVISION 12 - FURNITURES
| GRP water tank (for Shelter living area) of size and net capacity |  |  |  |  | DIVISION 12 - FURNITURES
| of water as mentioned below complete with float valve chamber, |  |  |  |  | DIVISION 12 - FURNITURES
| steel base including stainless Steel inlets and outlets, connections, |  |  |  |  | DIVISION 12 - FURNITURES
| drain, overflow, vortex inhibitor, float valve, explosion proof tanker |  |  |  |  | DIVISION 12 - FURNITURES
| filling and city main connections with float & gate valves, strainer |  |  |  |  | DIVISION 12 - FURNITURES
| and float switch complete in all respect. |  |  |  |  | DIVISION 12 - FURNITURES
DIVISION 12 - FURNITURES
| GRP water tank of size and net capacity of water 20 m3 |  |  |  |  | DIVISION 12 - FURNITURES
| (For Shelter Living Area) complete with float valve chamber, |  |  |  |  | DIVISION 12 - FURNITURES
| steel base including Stainless steel inlet and outlet |  |  |  |  | DIVISION 12 - FURNITURES
| connections, drain, over flow, vortex inhabitor,float valve & |  |  |  |  | DIVISION 12 - FURNITURES
Plan-MB-10411 | gate valve strainer, float switch complete in all respects. | No | 1 | 2744.51 | 2744.51 | DIVISION 12 - FURNITURES
DIVISION 12 - FURNITURES
DIVISION 12 - FURNITURES
DIVISION 12 - FURNITURES
[5 empty] | 28117.212 | DIVISION 12 - FURNITURES
DIVISION 12 - FURNITURES
DIVISION 12 - FURNITURES
| DIVISION 13 - SPECIAL CONSTRUCTION (FIRE PROTECTION) |  |  |  |  | DIVISION 12 - FURNITURES
DIVISION 12 - FURNITURES
| Supply, install, test, commission and maintain the following |  |  |  |  | DIVISION 12 - FURNITURES
| parts, materials, equipments approved by KOC, according to |  |  |  |  | DIVISION 12 - FURNITURES
| specifications, regulations, NFPA codes and drawings. Other |  |  |  |  | DIVISION 12 - FURNITURES
| material shall not be accepted. |  |  |  |  | DIVISION 12 - FURNITURES
DIVISION 12 - FURNITURES
| NOTE: |  |  |  |  | DIVISION 12 - FURNITURES
DIVISION 12 - FURNITURES
| All parts, material, piping and equipments shall be comply with |  |  |  |  | DIVISION 12 - FURNITURES
| KOC vender list. |  |  |  |  | DIVISION 12 - FURNITURES
DIVISION 12 - FURNITURES
| SECTION 13900 - FIRE SUPPRESSION |  |  |  |  | DIVISION 12 - FURNITURES
| SECTION 13910 - BASIC FIRE SUPPRESSION MATERIALS |  |  |  |  | DIVISION 12 - FURNITURES
| SECTION 15000 - PLU. & F.F. GENERAL SPECIFICATIONS |  |  |  |  | DIVISION 12 - FURNITURES
DIVISION 12 - FURNITURES
| Piping network class Q15A -KOC-MP-010 for Fire Fighting |  |  |  |  | DIVISION 12 - FURNITURES
| system,from water tank to pumps, pump room, by pass, |  |  |  |  | DIVISION 12 - FURNITURES
| test line, main line and risers system, etc) complete with |  |  |  |  | DIVISION 12 - FURNITURES
| all pipe fittings, vortex inhibitor, automatic air vent, flanges, |  |  |  |  | DIVISION 12 - FURNITURES
| blank flanges,unions, fixation materials & valves and hangers . |  |  |  |  | DIVISION 12 - FURNITURES
DIVISION 12 - FURNITURES
Plan-MB-10412 | Diameter 200mm | MR | 350 | 57.1 | 19985 | DIVISION 12 - FURNITURES
DIVISION 12 - FURNITURES
Plan-MB-10413 | Diameter 150mm | MR | 350 | 42.83 | 14990.5 | DIVISION 12 - FURNITURES
DIVISION 12 - FURNITURES
Plan-MB-10414 | Diameter 100mm | MR | 1150 | 33.31 | 38306.5 | DIVISION 12 - FURNITURES
DIVISION 12 - FURNITURES
Plan-MB-10415 | Diameter 80mm | MR | 400 | 28.55 | 11420 | DIVISION 12 - FURNITURES
DIVISION 12 - FURNITURES
Plan-MB-10416 | Diameter 65mm | MR | 350 | 24.98 | 8743 | DIVISION 12 - FURNITURES
DIVISION 12 - FURNITURES
Plan-MB-10417 | Diameter 50mm | MR | 450 | 19.03 | 8563.5 | DIVISION 12 - FURNITURES
DIVISION 12 - FURNITURES
Plan-MB-10418 | Diameter 40mm | MR | 750 | 15.47 | 11602.5 | DIVISION 12 - FURNITURES
DIVISION 12 - FURNITURES
Plan-MB-10419 | Diameter 32mm | MR | 1200 | 10.71 | 12852 | DIVISION 12 - FURNITURES
DIVISION 12 - FURNITURES
Plan-MB-10420 | Diameter 25mm | MR | 3900 | 8.33 | 32487 | DIVISION 12 - FURNITURES
DIVISION 12 - FURNITURES
DIVISION 12 - FURNITURES
DIVISION 12 - FURNITURES
DIVISION 12 - FURNITURES
DIVISION 12 - FURNITURES
[5 empty] | 158950 | DIVISION 12 - FURNITURES
DIVISION 12 - FURNITURES
DIVISION 12 - FURNITURES
| DIVISION 13 - SPECIAL CONSTRUCTION (FIRE PROTECTION) |  |  |  |  | DIVISION 13 - SPECIAL CONSTRUCTION (FIRE PROTECTION)
DIVISION 13 - SPECIAL CONSTRUCTION (FIRE PROTECTION)
| FIRE CABINETS |  |  |  |  | DIVISION 13 - SPECIAL CONSTRUCTION (FIRE PROTECTION)
DIVISION 13 - SPECIAL CONSTRUCTION (FIRE PROTECTION)
| Factory painted steel body fire cabinet concealed type having |  |  |  |  | DIVISION 13 - SPECIAL CONSTRUCTION (FIRE PROTECTION)
| stainless steel swing type front door and frame with wire meshed |  |  |  |  | DIVISION 13 - SPECIAL CONSTRUCTION (FIRE PROTECTION)
| glass & frame complete with hook for nozzle, lettering in Arabic |  |  |  |  | DIVISION 13 - SPECIAL CONSTRUCTION (FIRE PROTECTION)
| and English and include specialties as showing in the drawings |  |  |  |  | DIVISION 13 - SPECIAL CONSTRUCTION (FIRE PROTECTION)
| and approved by architect Superintendent. |  |  |  |  | DIVISION 13 - SPECIAL CONSTRUCTION (FIRE PROTECTION)
DIVISION 13 - SPECIAL CONSTRUCTION (FIRE PROTECTION)
Plan-MB-10421 | FC-1 | No | 40 | 576.95 | 23078 | DIVISION 13 - SPECIAL CONSTRUCTION (FIRE PROTECTION)
DIVISION 13 - SPECIAL CONSTRUCTION (FIRE PROTECTION)
Plan-MB-10422 | FC-2 | No | 35 | 446.09 | 15613.15 | DIVISION 13 - SPECIAL CONSTRUCTION (FIRE PROTECTION)
DIVISION 13 - SPECIAL CONSTRUCTION (FIRE PROTECTION)
| Wall supprt Fire Extinguisher with all required supported |  |  |  |  | DIVISION 13 - SPECIAL CONSTRUCTION (FIRE PROTECTION)
DIVISION 13 - SPECIAL CONSTRUCTION (FIRE PROTECTION)
Plan-MB-10423 | FE (5 kg CO2) | No | 35 | 53.53 | 1873.55 | DIVISION 13 - SPECIAL CONSTRUCTION (FIRE PROTECTION)
DIVISION 13 - SPECIAL CONSTRUCTION (FIRE PROTECTION)
Plan-MB-10424 | FEX (9 kg Chemical powder with DPC cartridge) | No | 2 | 41.64 | 83.28 | DIVISION 13 - SPECIAL CONSTRUCTION (FIRE PROTECTION)
DIVISION 13 - SPECIAL CONSTRUCTION (FIRE PROTECTION)
| SECTION 13920 - FIRE PUMPS & CONTROLLERS |  |  |  |  | DIVISION 13 - SPECIAL CONSTRUCTION (FIRE PROTECTION)
| SECTION 15000 - PLU. & F.F. GENERAL SPECIFICATIONS |  |  |  |  | DIVISION 13 - SPECIAL CONSTRUCTION (FIRE PROTECTION)
DIVISION 13 - SPECIAL CONSTRUCTION (FIRE PROTECTION)
| Horizontal duplex split case multistage electrical fire pump, |  |  |  |  | DIVISION 13 - SPECIAL CONSTRUCTION (FIRE PROTECTION)
| (one in duty and one standby) with Cast Iron casing, Bronze |  |  |  |  | DIVISION 13 - SPECIAL CONSTRUCTION (FIRE PROTECTION)
| impeller, Bronze wearing ring, Stainless Steel shaft, squirrel |  |  |  |  | DIVISION 13 - SPECIAL CONSTRUCTION (FIRE PROTECTION)
| cage induction (TEFC) motor and control panel including check |  |  |  |  | DIVISION 13 - SPECIAL CONSTRUCTION (FIRE PROTECTION)
| valve and OS & Y type gate valve & Test line, flow meter, globe |  |  |  |  | DIVISION 13 - SPECIAL CONSTRUCTION (FIRE PROTECTION)
| valves, Pressure relief valve complete in all respect. Pumps & |  |  |  |  | DIVISION 13 - SPECIAL CONSTRUCTION (FIRE PROTECTION)
| controllers shall be according to KOC,NFPA-20 standard, FM |  |  |  |  | DIVISION 13 - SPECIAL CONSTRUCTION (FIRE PROTECTION)
| approved &UL listed. |  |  |  |  | DIVISION 13 - SPECIAL CONSTRUCTION (FIRE PROTECTION)
DIVISION 13 - SPECIAL CONSTRUCTION (FIRE PROTECTION)
| Capacity as shown in dwg no. 910-FP-100-00, s.no.1 & 2 and |  |  |  |  | DIVISION 13 - SPECIAL CONSTRUCTION (FIRE PROTECTION)
Plan-MB-10425 | reference 1/EFP & 2/EFP respectively. | Set | 1 | 26349.29 | 26349.29 | DIVISION 13 - SPECIAL CONSTRUCTION (FIRE PROTECTION)
DIVISION 13 - SPECIAL CONSTRUCTION (FIRE PROTECTION)
| Horizontal split case multistage Diesel fire pump, with Cast Iron |  |  |  |  | DIVISION 13 - SPECIAL CONSTRUCTION (FIRE PROTECTION)
| casing Bronze impeller, Bronze wearing ring, Stainless Steel |  |  |  |  | DIVISION 13 - SPECIAL CONSTRUCTION (FIRE PROTECTION)
| shaft, squirrel cage induction with diesel engine and control panel |  |  |  |  | DIVISION 13 - SPECIAL CONSTRUCTION (FIRE PROTECTION)
| including check valve, OS & Y type gate valve & test line, flow |  |  |  |  | DIVISION 13 - SPECIAL CONSTRUCTION (FIRE PROTECTION)
| meter, globe valves, Pressure relief valve and fuel tank complete in all |  |  |  |  | DIVISION 13 - SPECIAL CONSTRUCTION (FIRE PROTECTION)
| respect. Pumps & controllers shall be NFPA-20, FM&UL and |  |  |  |  | DIVISION 13 - SPECIAL CONSTRUCTION (FIRE PROTECTION)
| KOC approved. |  |  |  |  | DIVISION 13 - SPECIAL CONSTRUCTION (FIRE PROTECTION)
| Capacity as shown in dwg no. 910-FP-100-00, s.no. 3 and |  |  |  |  | DIVISION 13 - SPECIAL CONSTRUCTION (FIRE PROTECTION)
Plan-MB-10426 | reference 3/DFP | No | 1 | 18022.2 | 18022.2 | DIVISION 13 - SPECIAL CONSTRUCTION (FIRE PROTECTION)
DIVISION 13 - SPECIAL CONSTRUCTION (FIRE PROTECTION)
[5 empty] | 85019.47 | DIVISION 13 - SPECIAL CONSTRUCTION (FIRE PROTECTION)
DIVISION 13 - SPECIAL CONSTRUCTION (FIRE PROTECTION)
DIVISION 13 - SPECIAL CONSTRUCTION (FIRE PROTECTION)
| DIVISION 13 - SPECIAL CONSTRUCTION (FIRE PROTECTION) |  |  |  |  | DIVISION 13 - SPECIAL CONSTRUCTION (FIRE PROTECTION)
DIVISION 13 - SPECIAL CONSTRUCTION (FIRE PROTECTION)
| Electrical vertical multistage type Jockey pump with control panel, |  |  |  |  | DIVISION 13 - SPECIAL CONSTRUCTION (FIRE PROTECTION)
| motor including check valve, OS & Y type Gate & Globe valves |  |  |  |  | DIVISION 13 - SPECIAL CONSTRUCTION (FIRE PROTECTION)
| and flexible coupling complete in all respect. The Pump and |  |  |  |  | DIVISION 13 - SPECIAL CONSTRUCTION (FIRE PROTECTION)
| controller shall be according to the NFPA-20, FM approved & UL |  |  |  |  | DIVISION 13 - SPECIAL CONSTRUCTION (FIRE PROTECTION)
| listed, KOC approved and authority having jurisdiction. |  |  |  |  | DIVISION 13 - SPECIAL CONSTRUCTION (FIRE PROTECTION)
DIVISION 13 - SPECIAL CONSTRUCTION (FIRE PROTECTION)
| Capacity as shown in dwg no. 910-FP-100-00, s.no. 4 & 5 |  |  |  |  | DIVISION 13 - SPECIAL CONSTRUCTION (FIRE PROTECTION)
Plan-MB-10427 | and reference 4/JP & 5/JP respectively. | No | 2 | 6970.96 | 13941.92 | DIVISION 13 - SPECIAL CONSTRUCTION (FIRE PROTECTION)
DIVISION 13 - SPECIAL CONSTRUCTION (FIRE PROTECTION)
| Galvanized steel fresh air duct and exhausting duct for |  |  |  |  | DIVISION 13 - SPECIAL CONSTRUCTION (FIRE PROTECTION)
| diesel fire pump include all required GRILL,grill and wire |  |  |  |  | DIVISION 13 - SPECIAL CONSTRUCTION (FIRE PROTECTION)
DIVISION 13 - SPECIAL CONSTRUCTION (FIRE PROTECTION)
Plan-MB-10428 | mesh and connection with pumps | Item | LS | 535.31 | 535.31 | DIVISION 13 - SPECIAL CONSTRUCTION (FIRE PROTECTION)
DIVISION 13 - SPECIAL CONSTRUCTION (FIRE PROTECTION)
Plan-MB-10429 | Exhaustin fan with 4500 CFM capacith axial in line 3 kw. | No | 1 | 457.99 | 457.99 | DIVISION 13 - SPECIAL CONSTRUCTION (FIRE PROTECTION)
DIVISION 13 - SPECIAL CONSTRUCTION (FIRE PROTECTION)
| SECTION 13930 - WET PIPE FIRE SUPPRESSION SPRINKLERS |  |  |  |  | DIVISION 13 - SPECIAL CONSTRUCTION (FIRE PROTECTION)
| SECTION 15000 - PLU. & F.F. GENERAL SPECIFICATIONS |  |  |  |  | DIVISION 13 - SPECIAL CONSTRUCTION (FIRE PROTECTION)
DIVISION 13 - SPECIAL CONSTRUCTION (FIRE PROTECTION)
| Chrome Plated Quick response sprinkler heads |  |  |  |  | DIVISION 13 - SPECIAL CONSTRUCTION (FIRE PROTECTION)
DIVISION 13 - SPECIAL CONSTRUCTION (FIRE PROTECTION)
Plan-MB-10430 | Upright sprinkler heads | No | 20 | 5.95 | 119 | DIVISION 13 - SPECIAL CONSTRUCTION (FIRE PROTECTION)
DIVISION 13 - SPECIAL CONSTRUCTION (FIRE PROTECTION)
Plan-MB-10431 | Concealed Pendent sprinkler heads | No | 2300 | 7.73 | 17779 | DIVISION 13 - SPECIAL CONSTRUCTION (FIRE PROTECTION)
DIVISION 13 - SPECIAL CONSTRUCTION (FIRE PROTECTION)
Plan-MB-10432 | Concealed Sidewall sprinkler heads | No | 250 | 8.92 | 2230 | DIVISION 13 - SPECIAL CONSTRUCTION (FIRE PROTECTION)
DIVISION 13 - SPECIAL CONSTRUCTION (FIRE PROTECTION)
Plan-MB-10433 | Concealed Zone separation sprinkler heads | No | 50 | 10.11 | 505.5 | DIVISION 13 - SPECIAL CONSTRUCTION (FIRE PROTECTION)
DIVISION 13 - SPECIAL CONSTRUCTION (FIRE PROTECTION)
| Floor control station valve assembly including slow close butterfly |  |  |  |  | DIVISION 13 - SPECIAL CONSTRUCTION (FIRE PROTECTION)
| valve with built-in supervisory control switch connected to fire |  |  |  |  | DIVISION 13 - SPECIAL CONSTRUCTION (FIRE PROTECTION)
| alarm panel, flow switch, gauges, drain valve, test valve, sight |  |  |  |  | DIVISION 13 - SPECIAL CONSTRUCTION (FIRE PROTECTION)
| glass, union joint and pipe arrangement with access door in |  |  |  |  | DIVISION 13 - SPECIAL CONSTRUCTION (FIRE PROTECTION)
| false ceiling. |  |  |  |  | DIVISION 13 - SPECIAL CONSTRUCTION (FIRE PROTECTION)
DIVISION 13 - SPECIAL CONSTRUCTION (FIRE PROTECTION)
Plan-MB-10434 | Diameter 150mm | No | 10 | 594.79 | 5947.9 | DIVISION 13 - SPECIAL CONSTRUCTION (FIRE PROTECTION)
DIVISION 13 - SPECIAL CONSTRUCTION (FIRE PROTECTION)
Plan-MB-10435 | Automatic Air vent valve with gate valve. | No | 23 | 11.9 | 273.7 | DIVISION 13 - SPECIAL CONSTRUCTION (FIRE PROTECTION)
DIVISION 13 - SPECIAL CONSTRUCTION (FIRE PROTECTION)
| Spare sprinkler cabinet with required nos. of sprinkler heads |  |  |  |  | DIVISION 13 - SPECIAL CONSTRUCTION (FIRE PROTECTION)
| (upright, pendent, side wall, zone separation quick response) |  |  |  |  | DIVISION 13 - SPECIAL CONSTRUCTION (FIRE PROTECTION)
Plan-MB-10436 | including tools as specified in specification. | Item | 1 | 118.96 | 118.96 | DIVISION 13 - SPECIAL CONSTRUCTION (FIRE PROTECTION)
DIVISION 13 - SPECIAL CONSTRUCTION (FIRE PROTECTION)
[5 empty] | 41909.28 | DIVISION 13 - SPECIAL CONSTRUCTION (FIRE PROTECTION)
DIVISION 13 - SPECIAL CONSTRUCTION (FIRE PROTECTION)
DIVISION 13 - SPECIAL CONSTRUCTION (FIRE PROTECTION)
| DIVISION 13 - SPECIAL CONSTRUCTION (FIRE PROTECTION) |  |  |  |  | DIVISION 13 - SPECIAL CONSTRUCTION (FIRE PROTECTION)
DIVISION 13 - SPECIAL CONSTRUCTION (FIRE PROTECTION)
| GENERAL - FIRE PROTECTION |  |  |  |  | DIVISION 13 - SPECIAL CONSTRUCTION (FIRE PROTECTION)
DIVISION 13 - SPECIAL CONSTRUCTION (FIRE PROTECTION)
| Painting of all fire fighting piping as required, and as per color |  |  |  |  | DIVISION 13 - SPECIAL CONSTRUCTION (FIRE PROTECTION)
Plan-MB-10437 | codes, labelling, flow direction marking and tags for valves. | Item | LS | 1962.81 | 1962.81 | DIVISION 13 - SPECIAL CONSTRUCTION (FIRE PROTECTION)
DIVISION 13 - SPECIAL CONSTRUCTION (FIRE PROTECTION)
| Elect. and control works required for system equipments |  |  |  |  | DIVISION 13 - SPECIAL CONSTRUCTION (FIRE PROTECTION)
| including cables, wiring, conducting cable tray, earthling and |  |  |  |  | DIVISION 13 - SPECIAL CONSTRUCTION (FIRE PROTECTION)
| connection complete in all respect. | Item | LS | INCLUDED | INCLUDED | DIVISION 13 - SPECIAL CONSTRUCTION (FIRE PROTECTION)
DIVISION 13 - SPECIAL CONSTRUCTION (FIRE PROTECTION)
| Cleaning, flushing and painting as per colour codes and as |  |  |  |  | DIVISION 13 - SPECIAL CONSTRUCTION (FIRE PROTECTION)
Plan-MB-10438 | per specification | Item | LS | 2617.08 | 2617.08 | DIVISION 13 - SPECIAL CONSTRUCTION (FIRE PROTECTION)
DIVISION 13 - SPECIAL CONSTRUCTION (FIRE PROTECTION)
| Spare parts and controls as mentioned in specifications and |  |  |  |  | DIVISION 13 - SPECIAL CONSTRUCTION (FIRE PROTECTION)
| recommended by manufacturer for 2 years of use after the end of |  |  |  |  | DIVISION 13 - SPECIAL CONSTRUCTION (FIRE PROTECTION)
Plan-MB-10439 | contract maintenance period. | Item | LS | 2141.25 | 2141.25 | DIVISION 13 - SPECIAL CONSTRUCTION (FIRE PROTECTION)
DIVISION 13 - SPECIAL CONSTRUCTION (FIRE PROTECTION)
| Builder's works in connection with installation, including all |  |  |  |  | DIVISION 13 - SPECIAL CONSTRUCTION (FIRE PROTECTION)
| supports, cutting all holes, pockets, pipe sleeves, finishing and |  |  |  |  | DIVISION 13 - SPECIAL CONSTRUCTION (FIRE PROTECTION)
| making good complete in all respect. | Item | LS | Included |  | DIVISION 13 - SPECIAL CONSTRUCTION (FIRE PROTECTION)
DIVISION 13 - SPECIAL CONSTRUCTION (FIRE PROTECTION)
| Coordinated shop drawings, composite and As Built drawings, |  |  |  |  | DIVISION 13 - SPECIAL CONSTRUCTION (FIRE PROTECTION)
Plan-MB-10440 | instructions and maintenance manuals etc. | Item | LS | 951.67 | 951.67 | DIVISION 13 - SPECIAL CONSTRUCTION (FIRE PROTECTION)
DIVISION 13 - SPECIAL CONSTRUCTION (FIRE PROTECTION)
| Approval from the KOC for As-built drawings with installed |  |  |  |  | DIVISION 13 - SPECIAL CONSTRUCTION (FIRE PROTECTION)
Plan-MB-10441 | equipment and related hydraulic calculations | Item | LS | 1189.58 | 1189.58 | DIVISION 13 - SPECIAL CONSTRUCTION (FIRE PROTECTION)
DIVISION 13 - SPECIAL CONSTRUCTION (FIRE PROTECTION)
DIVISION 13 - SPECIAL CONSTRUCTION (FIRE PROTECTION)
DIVISION 13 - SPECIAL CONSTRUCTION (FIRE PROTECTION)
DIVISION 13 - SPECIAL CONSTRUCTION (FIRE PROTECTION)
DIVISION 13 - SPECIAL CONSTRUCTION (FIRE PROTECTION)
DIVISION 13 - SPECIAL CONSTRUCTION (FIRE PROTECTION)
DIVISION 13 - SPECIAL CONSTRUCTION (FIRE PROTECTION)
DIVISION 13 - SPECIAL CONSTRUCTION (FIRE PROTECTION)
DIVISION 13 - SPECIAL CONSTRUCTION (FIRE PROTECTION)
DIVISION 13 - SPECIAL CONSTRUCTION (FIRE PROTECTION)
DIVISION 13 - SPECIAL CONSTRUCTION (FIRE PROTECTION)
DIVISION 13 - SPECIAL CONSTRUCTION (FIRE PROTECTION)
DIVISION 13 - SPECIAL CONSTRUCTION (FIRE PROTECTION)
DIVISION 13 - SPECIAL CONSTRUCTION (FIRE PROTECTION)
DIVISION 13 - SPECIAL CONSTRUCTION (FIRE PROTECTION)
DIVISION 13 - SPECIAL CONSTRUCTION (FIRE PROTECTION)
DIVISION 13 - SPECIAL CONSTRUCTION (FIRE PROTECTION)
[5 empty] | 8862.39 | DIVISION 13 - SPECIAL CONSTRUCTION (FIRE PROTECTION)
DIVISION 13 - SPECIAL CONSTRUCTION (FIRE PROTECTION)
DIVISION 13 - SPECIAL CONSTRUCTION (FIRE PROTECTION)
| DIVISION 13 - SPECIAL CONSTRUCTION (FIRE PROTECTION) |  |  |  |  | DIVISION 13 - SPECIAL CONSTRUCTION (FIRE PROTECTION)
DIVISION 13 - SPECIAL CONSTRUCTION (FIRE PROTECTION)
| SECTION 13960 - HALON ALTERNATIVE FIRE SUPPRESSION |  |  |  |  | DIVISION 13 - SPECIAL CONSTRUCTION (FIRE PROTECTION)
| SYSTEM (FM-200) |  |  |  |  | DIVISION 13 - SPECIAL CONSTRUCTION (FIRE PROTECTION)
DIVISION 13 - SPECIAL CONSTRUCTION (FIRE PROTECTION)
| Supply, install, design ,test, commission and maintain the following |  |  |  |  | DIVISION 13 - SPECIAL CONSTRUCTION (FIRE PROTECTION)
| parts, materials, equipments approved by KOC, according to |  |  |  |  | DIVISION 13 - SPECIAL CONSTRUCTION (FIRE PROTECTION)
| specifications, regulations, NFPA codes and drawings. |  |  |  |  | DIVISION 13 - SPECIAL CONSTRUCTION (FIRE PROTECTION)
| Halon alternative fire suppression system (FM-200) according to |  |  |  |  | DIVISION 13 - SPECIAL CONSTRUCTION (FIRE PROTECTION)
| KOC and NFPA regulations including shop drawings, design |  |  |  |  | DIVISION 13 - SPECIAL CONSTRUCTION (FIRE PROTECTION)
| calculations, approval, etc. |  |  |  |  | DIVISION 13 - SPECIAL CONSTRUCTION (FIRE PROTECTION)
DIVISION 13 - SPECIAL CONSTRUCTION (FIRE PROTECTION)
| IT room SDR -B-38 at basement between axis (W7-W8/X7-X8) |  |  |  |  | DIVISION 13 - SPECIAL CONSTRUCTION (FIRE PROTECTION)
DIVISION 13 - SPECIAL CONSTRUCTION (FIRE PROTECTION)
| Cylinder ,valve assembly with 67 litters capacity with control head |  |  |  |  | DIVISION 13 - SPECIAL CONSTRUCTION (FIRE PROTECTION)
Plan-MB-10442 | and Cylinders mounting bracket | No | 1 | 5483.98 | 5483.98 | DIVISION 13 - SPECIAL CONSTRUCTION (FIRE PROTECTION)
DIVISION 13 - SPECIAL CONSTRUCTION (FIRE PROTECTION)
| kg NAF S 125 Filled in cylinders | kg | 40 |  |  | DIVISION 13 - SPECIAL CONSTRUCTION (FIRE PROTECTION)
DIVISION 13 - SPECIAL CONSTRUCTION (FIRE PROTECTION)
| Solenoid actuator | No | 1 |  |  | DIVISION 13 - SPECIAL CONSTRUCTION (FIRE PROTECTION)
DIVISION 13 - SPECIAL CONSTRUCTION (FIRE PROTECTION)
| Manual actuator | No | 1 |  |  | DIVISION 13 - SPECIAL CONSTRUCTION (FIRE PROTECTION)
DIVISION 13 - SPECIAL CONSTRUCTION (FIRE PROTECTION)
| Mechanical remote manual release | No | 1 |  |  | DIVISION 13 - SPECIAL CONSTRUCTION (FIRE PROTECTION)
DIVISION 13 - SPECIAL CONSTRUCTION (FIRE PROTECTION)
| Nozzles | No | 3 |  |  | DIVISION 13 - SPECIAL CONSTRUCTION (FIRE PROTECTION)
DIVISION 13 - SPECIAL CONSTRUCTION (FIRE PROTECTION)
| Pipes and fittings class Q15A , supporting ,painting |  |  |  |  | DIVISION 13 - SPECIAL CONSTRUCTION (FIRE PROTECTION)
| and all required item for network for nozzles | Item | LS |  |  | DIVISION 13 - SPECIAL CONSTRUCTION (FIRE PROTECTION)
DIVISION 13 - SPECIAL CONSTRUCTION (FIRE PROTECTION)
Plan-MB-10443 | Optical smoke detector include wiring ,cabling and connections | No | 3 | 3330.84 | 3330.84 | DIVISION 13 - SPECIAL CONSTRUCTION (FIRE PROTECTION)
DIVISION 13 - SPECIAL CONSTRUCTION (FIRE PROTECTION)
| Ionization smoke detector include wiring,condute and connection | No | 3 |  |  | DIVISION 13 - SPECIAL CONSTRUCTION (FIRE PROTECTION)
DIVISION 13 - SPECIAL CONSTRUCTION (FIRE PROTECTION)
| Extinguishing Control panel | No | 1 |  |  | DIVISION 13 - SPECIAL CONSTRUCTION (FIRE PROTECTION)
DIVISION 13 - SPECIAL CONSTRUCTION (FIRE PROTECTION)
| Response indicator | No | 1 |  |  | DIVISION 13 - SPECIAL CONSTRUCTION (FIRE PROTECTION)
DIVISION 13 - SPECIAL CONSTRUCTION (FIRE PROTECTION)
| Label NAF S 125 Manual release | No | 1 |  |  | DIVISION 13 - SPECIAL CONSTRUCTION (FIRE PROTECTION)
DIVISION 13 - SPECIAL CONSTRUCTION (FIRE PROTECTION)
| Label NAF S 125 Cation door | No | 1 |  |  | DIVISION 13 - SPECIAL CONSTRUCTION (FIRE PROTECTION)
DIVISION 13 - SPECIAL CONSTRUCTION (FIRE PROTECTION)
| Congenital alarm bell 6 inch | No | 1 |  |  | DIVISION 13 - SPECIAL CONSTRUCTION (FIRE PROTECTION)
DIVISION 13 - SPECIAL CONSTRUCTION (FIRE PROTECTION)
[5 empty] | 8814.82 | DIVISION 13 - SPECIAL CONSTRUCTION (FIRE PROTECTION)
DIVISION 13 - SPECIAL CONSTRUCTION (FIRE PROTECTION)
DIVISION 13 - SPECIAL CONSTRUCTION (FIRE PROTECTION)
| DIVISION 13 - SPECIAL CONSTRUCTION (FIRE PROTECTION) |  |  |  |  | DIVISION 13 - SPECIAL CONSTRUCTION (FIRE PROTECTION)
DIVISION 13 - SPECIAL CONSTRUCTION (FIRE PROTECTION)
| SECTION 13960 - HALON ALTERNATIVE FIRE SUPPRESSION |  |  |  |  | DIVISION 13 - SPECIAL CONSTRUCTION (FIRE PROTECTION)
| SYSTEM (FM-200) |  |  |  |  | DIVISION 13 - SPECIAL CONSTRUCTION (FIRE PROTECTION)
DIVISION 13 - SPECIAL CONSTRUCTION (FIRE PROTECTION)
| IT room SDR -G-44-at G.F. between axis (W6-W7/X5-X6) |  |  |  |  | DIVISION 13 - SPECIAL CONSTRUCTION (FIRE PROTECTION)
DIVISION 13 - SPECIAL CONSTRUCTION (FIRE PROTECTION)
| Cylinder ,valve assembly with 67 litters capacity with |  |  |  |  | DIVISION 13 - SPECIAL CONSTRUCTION (FIRE PROTECTION)
Plan-MB-10444 | control head and Cylinders mounting bracket | No | 1 | 5269.86 | 5269.86 | DIVISION 13 - SPECIAL CONSTRUCTION (FIRE PROTECTION)
DIVISION 13 - SPECIAL CONSTRUCTION (FIRE PROTECTION)
| kg NAF S 125 Filled in cylinders | kg | 50 |  |  | DIVISION 13 - SPECIAL CONSTRUCTION (FIRE PROTECTION)
DIVISION 13 - SPECIAL CONSTRUCTION (FIRE PROTECTION)
| Solenoid actuator | No | 1 |  |  | DIVISION 13 - SPECIAL CONSTRUCTION (FIRE PROTECTION)
DIVISION 13 - SPECIAL CONSTRUCTION (FIRE PROTECTION)
| Manual actuator | No | 1 |  |  | DIVISION 13 - SPECIAL CONSTRUCTION (FIRE PROTECTION)
DIVISION 13 - SPECIAL CONSTRUCTION (FIRE PROTECTION)
| Mechanical remote manual release | No | 1 |  |  | DIVISION 13 - SPECIAL CONSTRUCTION (FIRE PROTECTION)
DIVISION 13 - SPECIAL CONSTRUCTION (FIRE PROTECTION)
| Nozzles | No | 3 |  |  | DIVISION 13 - SPECIAL CONSTRUCTION (FIRE PROTECTION)
DIVISION 13 - SPECIAL CONSTRUCTION (FIRE PROTECTION)
| Pipes and fittings class Q15A According to KOC-MP-010 |  |  |  |  | DIVISION 13 - SPECIAL CONSTRUCTION (FIRE PROTECTION)
| supporting ,painting and all required item . | Item | LS |  |  | DIVISION 13 - SPECIAL CONSTRUCTION (FIRE PROTECTION)
DIVISION 13 - SPECIAL CONSTRUCTION (FIRE PROTECTION)
Plan-MB-10445 | Optical smoke detector include wiring, cabling | No | 3 | 3092.92 | 3092.92 | DIVISION 13 - SPECIAL CONSTRUCTION (FIRE PROTECTION)
DIVISION 13 - SPECIAL CONSTRUCTION (FIRE PROTECTION)
| Ionization smoke detector include wiring,condute | No | 3 |  |  | DIVISION 13 - SPECIAL CONSTRUCTION (FIRE PROTECTION)
DIVISION 13 - SPECIAL CONSTRUCTION (FIRE PROTECTION)
| Extinguishing Control panel | No | 1 |  |  | DIVISION 13 - SPECIAL CONSTRUCTION (FIRE PROTECTION)
DIVISION 13 - SPECIAL CONSTRUCTION (FIRE PROTECTION)
| Response indicator | No | 1 |  |  | DIVISION 13 - SPECIAL CONSTRUCTION (FIRE PROTECTION)
DIVISION 13 - SPECIAL CONSTRUCTION (FIRE PROTECTION)
| Label NAF S 125 Manual release | No | 1 |  |  | DIVISION 13 - SPECIAL CONSTRUCTION (FIRE PROTECTION)
DIVISION 13 - SPECIAL CONSTRUCTION (FIRE PROTECTION)
| Label NAF S 125 Cation door | No | 1 |  |  | DIVISION 13 - SPECIAL CONSTRUCTION (FIRE PROTECTION)
DIVISION 13 - SPECIAL CONSTRUCTION (FIRE PROTECTION)
| Convenital alarm bell 6 inch | No | 1 |  |  | DIVISION 13 - SPECIAL CONSTRUCTION (FIRE PROTECTION)
DIVISION 13 - SPECIAL CONSTRUCTION (FIRE PROTECTION)
| 24 vdc Horn Stroke | No | 1 |  |  | DIVISION 13 - SPECIAL CONSTRUCTION (FIRE PROTECTION)
DIVISION 13 - SPECIAL CONSTRUCTION (FIRE PROTECTION)
DIVISION 13 - SPECIAL CONSTRUCTION (FIRE PROTECTION)
DIVISION 13 - SPECIAL CONSTRUCTION (FIRE PROTECTION)
DIVISION 13 - SPECIAL CONSTRUCTION (FIRE PROTECTION)
DIVISION 13 - SPECIAL CONSTRUCTION (FIRE PROTECTION)
DIVISION 13 - SPECIAL CONSTRUCTION (FIRE PROTECTION)
[5 empty] | 8362.78 | DIVISION 13 - SPECIAL CONSTRUCTION (FIRE PROTECTION)
DIVISION 13 - SPECIAL CONSTRUCTION (FIRE PROTECTION)
DIVISION 13 - SPECIAL CONSTRUCTION (FIRE PROTECTION)
| DIVISION 13 - SPECIAL CONSTRUCTION (FIRE PROTECTION) |  |  |  |  | DIVISION 13 - SPECIAL CONSTRUCTION (FIRE PROTECTION)
DIVISION 13 - SPECIAL CONSTRUCTION (FIRE PROTECTION)
| SECTION 13960 - HALON ALTERNATIVE FIRE SUPPRESSION |  |  |  |  | DIVISION 13 - SPECIAL CONSTRUCTION (FIRE PROTECTION)
| SYSTEM (FM-200) |  |  |  |  | DIVISION 13 - SPECIAL CONSTRUCTION (FIRE PROTECTION)
DIVISION 13 - SPECIAL CONSTRUCTION (FIRE PROTECTION)
| IT room MDR-G33- at G.F. between axis (Q4-Q5/X1-X2) |  |  |  |  | DIVISION 13 - SPECIAL CONSTRUCTION (FIRE PROTECTION)
DIVISION 13 - SPECIAL CONSTRUCTION (FIRE PROTECTION)
| Cylinder ,valve assembly with 120 litters capacity with |  |  |  |  | DIVISION 13 - SPECIAL CONSTRUCTION (FIRE PROTECTION)
Plan-MB-10446 | control head and Cylinders mounting bracket | No | 3 | 14911.44 | 14911.44 | DIVISION 13 - SPECIAL CONSTRUCTION (FIRE PROTECTION)
DIVISION 13 - SPECIAL CONSTRUCTION (FIRE PROTECTION)
| kg NAF S 125 Filled in cylinders | kg | 240 |  |  | DIVISION 13 - SPECIAL CONSTRUCTION (FIRE PROTECTION)
DIVISION 13 - SPECIAL CONSTRUCTION (FIRE PROTECTION)
| Solenoid actuator | No | 1 |  |  | DIVISION 13 - SPECIAL CONSTRUCTION (FIRE PROTECTION)
DIVISION 13 - SPECIAL CONSTRUCTION (FIRE PROTECTION)
| Manual actuator | No | 1 |  |  | DIVISION 13 - SPECIAL CONSTRUCTION (FIRE PROTECTION)
DIVISION 13 - SPECIAL CONSTRUCTION (FIRE PROTECTION)
| Mechanical remote manual release | No | 1 |  |  | DIVISION 13 - SPECIAL CONSTRUCTION (FIRE PROTECTION)
DIVISION 13 - SPECIAL CONSTRUCTION (FIRE PROTECTION)
| Nozzles | No | 10 |  |  | DIVISION 13 - SPECIAL CONSTRUCTION (FIRE PROTECTION)
DIVISION 13 - SPECIAL CONSTRUCTION (FIRE PROTECTION)
| Pipes and fittings class Q15A According to KOC-MP-010 |  |  |  |  | DIVISION 13 - SPECIAL CONSTRUCTION (FIRE PROTECTION)
| supporting ,painting and all required item . | Item | LS |  |  | DIVISION 13 - SPECIAL CONSTRUCTION (FIRE PROTECTION)
Plan-MB-10447 |  |  |  | 7494.38 | 7494.38 | DIVISION 13 - SPECIAL CONSTRUCTION (FIRE PROTECTION)
| Optical smoke detector include wiring, cabling | No | 3 |  |  | DIVISION 13 - SPECIAL CONSTRUCTION (FIRE PROTECTION)
DIVISION 13 - SPECIAL CONSTRUCTION (FIRE PROTECTION)
| Ionization smoke detector include wiring,condute | No | 3 |  |  | DIVISION 13 - SPECIAL CONSTRUCTION (FIRE PROTECTION)
DIVISION 13 - SPECIAL CONSTRUCTION (FIRE PROTECTION)
| Extinguishing Control panel | No | 1 |  |  | DIVISION 13 - SPECIAL CONSTRUCTION (FIRE PROTECTION)
DIVISION 13 - SPECIAL CONSTRUCTION (FIRE PROTECTION)
| Response indicator | No | 1 |  |  | DIVISION 13 - SPECIAL CONSTRUCTION (FIRE PROTECTION)
DIVISION 13 - SPECIAL CONSTRUCTION (FIRE PROTECTION)
| Label NAF S 125 Manual release | No | 1 |  |  | DIVISION 13 - SPECIAL CONSTRUCTION (FIRE PROTECTION)
DIVISION 13 - SPECIAL CONSTRUCTION (FIRE PROTECTION)
| Label NAF S 125 Cation door | No | 1 |  |  | DIVISION 13 - SPECIAL CONSTRUCTION (FIRE PROTECTION)
DIVISION 13 - SPECIAL CONSTRUCTION (FIRE PROTECTION)
| Convential alarm bell 6 inch | No | 1 |  |  | DIVISION 13 - SPECIAL CONSTRUCTION (FIRE PROTECTION)
DIVISION 13 - SPECIAL CONSTRUCTION (FIRE PROTECTION)
| 24 VDC Horn Srobe | No | 1 |  |  | DIVISION 13 - SPECIAL CONSTRUCTION (FIRE PROTECTION)
DIVISION 13 - SPECIAL CONSTRUCTION (FIRE PROTECTION)
DIVISION 13 - SPECIAL CONSTRUCTION (FIRE PROTECTION)
DIVISION 13 - SPECIAL CONSTRUCTION (FIRE PROTECTION)
DIVISION 13 - SPECIAL CONSTRUCTION (FIRE PROTECTION)
DIVISION 13 - SPECIAL CONSTRUCTION (FIRE PROTECTION)
DIVISION 13 - SPECIAL CONSTRUCTION (FIRE PROTECTION)
[5 empty] | 22405.82 | DIVISION 13 - SPECIAL CONSTRUCTION (FIRE PROTECTION)
DIVISION 13 - SPECIAL CONSTRUCTION (FIRE PROTECTION)
DIVISION 13 - SPECIAL CONSTRUCTION (FIRE PROTECTION)
| DIVISION 13 - SPECIAL CONSTRUCTION (FIRE PROTECTION) |  |  |  |  | DIVISION 13 - SPECIAL CONSTRUCTION (FIRE PROTECTION)
DIVISION 13 - SPECIAL CONSTRUCTION (FIRE PROTECTION)
| SECTION 13960 - HALON ALTERNATIVE FIRE SUPPRESSION |  |  |  |  | DIVISION 13 - SPECIAL CONSTRUCTION (FIRE PROTECTION)
| SYSTEM (FM-200) |  |  |  |  | DIVISION 13 - SPECIAL CONSTRUCTION (FIRE PROTECTION)
DIVISION 13 - SPECIAL CONSTRUCTION (FIRE PROTECTION)
| IT room SDR-G-131- at G.F. between axis (W6-W7/X5-X6) |  |  |  |  | DIVISION 13 - SPECIAL CONSTRUCTION (FIRE PROTECTION)
DIVISION 13 - SPECIAL CONSTRUCTION (FIRE PROTECTION)
| Cylinder ,valve assembly with 100 litters capacity with |  |  |  |  | DIVISION 13 - SPECIAL CONSTRUCTION (FIRE PROTECTION)
Plan-MB-10448 | control head and Cylinders mounting bracket | No | 1 | 4187.34 | 4187.34 | DIVISION 13 - SPECIAL CONSTRUCTION (FIRE PROTECTION)
DIVISION 13 - SPECIAL CONSTRUCTION (FIRE PROTECTION)
| kg NAF S 125 Filled in cylinders | kg | 60 |  |  | DIVISION 13 - SPECIAL CONSTRUCTION (FIRE PROTECTION)
DIVISION 13 - SPECIAL CONSTRUCTION (FIRE PROTECTION)
| Solenoid actuator | No | 1 |  |  | DIVISION 13 - SPECIAL CONSTRUCTION (FIRE PROTECTION)
DIVISION 13 - SPECIAL CONSTRUCTION (FIRE PROTECTION)
| Manual actuator | No | 1 |  |  | DIVISION 13 - SPECIAL CONSTRUCTION (FIRE PROTECTION)
DIVISION 13 - SPECIAL CONSTRUCTION (FIRE PROTECTION)
| Mechanical remote manual release | No | 1 |  |  | DIVISION 13 - SPECIAL CONSTRUCTION (FIRE PROTECTION)
DIVISION 13 - SPECIAL CONSTRUCTION (FIRE PROTECTION)
| Nozzles | No | 3 |  |  | DIVISION 13 - SPECIAL CONSTRUCTION (FIRE PROTECTION)
DIVISION 13 - SPECIAL CONSTRUCTION (FIRE PROTECTION)
| Pipes and fittings class Q15A According to KOC-MP-010 |  |  |  |  | DIVISION 13 - SPECIAL CONSTRUCTION (FIRE PROTECTION)
| supporting ,painting and all required item . | Item | LS |  |  | DIVISION 13 - SPECIAL CONSTRUCTION (FIRE PROTECTION)
Plan-MB-10449 |  |  |  | 1855.75 | 1855.75 | DIVISION 13 - SPECIAL CONSTRUCTION (FIRE PROTECTION)
| Optical smoke detector include wiring, cabling | No | 3 |  |  | DIVISION 13 - SPECIAL CONSTRUCTION (FIRE PROTECTION)
DIVISION 13 - SPECIAL CONSTRUCTION (FIRE PROTECTION)
| Ionization smoke detector include wiring,condute | No | 3 |  |  | DIVISION 13 - SPECIAL CONSTRUCTION (FIRE PROTECTION)
DIVISION 13 - SPECIAL CONSTRUCTION (FIRE PROTECTION)
| Extinguishing Control panel | No | 1 |  |  | DIVISION 13 - SPECIAL CONSTRUCTION (FIRE PROTECTION)
DIVISION 13 - SPECIAL CONSTRUCTION (FIRE PROTECTION)
| Response indicator | No | 1 |  |  | DIVISION 13 - SPECIAL CONSTRUCTION (FIRE PROTECTION)
DIVISION 13 - SPECIAL CONSTRUCTION (FIRE PROTECTION)
| Label NAF S 125 Manual release | No | 1 |  |  | DIVISION 13 - SPECIAL CONSTRUCTION (FIRE PROTECTION)
DIVISION 13 - SPECIAL CONSTRUCTION (FIRE PROTECTION)
| Label NAF S 125 Cation door | No | 1 |  |  | DIVISION 13 - SPECIAL CONSTRUCTION (FIRE PROTECTION)
DIVISION 13 - SPECIAL CONSTRUCTION (FIRE PROTECTION)
| Convential alarm bell 6 inch | No | 1 |  |  | DIVISION 13 - SPECIAL CONSTRUCTION (FIRE PROTECTION)
DIVISION 13 - SPECIAL CONSTRUCTION (FIRE PROTECTION)
| 24 VDC Horn Srobe | No | 1 |  |  | DIVISION 13 - SPECIAL CONSTRUCTION (FIRE PROTECTION)
DIVISION 13 - SPECIAL CONSTRUCTION (FIRE PROTECTION)
DIVISION 13 - SPECIAL CONSTRUCTION (FIRE PROTECTION)
DIVISION 13 - SPECIAL CONSTRUCTION (FIRE PROTECTION)
DIVISION 13 - SPECIAL CONSTRUCTION (FIRE PROTECTION)
DIVISION 13 - SPECIAL CONSTRUCTION (FIRE PROTECTION)
DIVISION 13 - SPECIAL CONSTRUCTION (FIRE PROTECTION)
[5 empty] | 6043.09 | DIVISION 13 - SPECIAL CONSTRUCTION (FIRE PROTECTION)
DIVISION 13 - SPECIAL CONSTRUCTION (FIRE PROTECTION)
DIVISION 13 - SPECIAL CONSTRUCTION (FIRE PROTECTION)
| DIVISION 13 - SPECIAL CONSTRUCTION (FIRE PROTECTION) |  |  |  |  | DIVISION 13 - SPECIAL CONSTRUCTION (FIRE PROTECTION)
DIVISION 13 - SPECIAL CONSTRUCTION (FIRE PROTECTION)
| SECTION 13960 - HALON ALTERNATIVE FIRE SUPPRESSION |  |  |  |  | DIVISION 13 - SPECIAL CONSTRUCTION (FIRE PROTECTION)
| SYSTEM (FM-200) |  |  |  |  | DIVISION 13 - SPECIAL CONSTRUCTION (FIRE PROTECTION)
DIVISION 13 - SPECIAL CONSTRUCTION (FIRE PROTECTION)
| IT room MDR-G-129- at G.F. between axis (W6-W7/X5-X6) |  |  |  |  | DIVISION 13 - SPECIAL CONSTRUCTION (FIRE PROTECTION)
DIVISION 13 - SPECIAL CONSTRUCTION (FIRE PROTECTION)
| Cylinder ,valve assembly with 67 litters capacity with |  |  |  |  | DIVISION 13 - SPECIAL CONSTRUCTION (FIRE PROTECTION)
Plan-MB-10450 | control head and Cylinders mounting bracket | No | 1 | 5216.33 | 5216.33 | DIVISION 13 - SPECIAL CONSTRUCTION (FIRE PROTECTION)
DIVISION 13 - SPECIAL CONSTRUCTION (FIRE PROTECTION)
| kg NAF S 125 Filled in cylinders | kg | 50 |  |  | DIVISION 13 - SPECIAL CONSTRUCTION (FIRE PROTECTION)
DIVISION 13 - SPECIAL CONSTRUCTION (FIRE PROTECTION)
| Solenoid actuator | No | 1 |  |  | DIVISION 13 - SPECIAL CONSTRUCTION (FIRE PROTECTION)
DIVISION 13 - SPECIAL CONSTRUCTION (FIRE PROTECTION)
| Manual actuator | No | 1 |  |  | DIVISION 13 - SPECIAL CONSTRUCTION (FIRE PROTECTION)
DIVISION 13 - SPECIAL CONSTRUCTION (FIRE PROTECTION)
| Mechanical remote manual release | No | 1 |  |  | DIVISION 13 - SPECIAL CONSTRUCTION (FIRE PROTECTION)
DIVISION 13 - SPECIAL CONSTRUCTION (FIRE PROTECTION)
| Nozzles | No | 3 |  |  | DIVISION 13 - SPECIAL CONSTRUCTION (FIRE PROTECTION)
DIVISION 13 - SPECIAL CONSTRUCTION (FIRE PROTECTION)
| Pipes and fittings class Q15A According to KOC-MP-010 |  |  |  |  | DIVISION 13 - SPECIAL CONSTRUCTION (FIRE PROTECTION)
| supporting ,painting and all required item . | Item | LS |  |  | DIVISION 13 - SPECIAL CONSTRUCTION (FIRE PROTECTION)
Plan-MB-10451 |  |  |  | 2319.69 | 2319.69 | DIVISION 13 - SPECIAL CONSTRUCTION (FIRE PROTECTION)
| Optical smoke detector include wiring, cabling | No | 3 |  |  | DIVISION 13 - SPECIAL CONSTRUCTION (FIRE PROTECTION)
DIVISION 13 - SPECIAL CONSTRUCTION (FIRE PROTECTION)
| Ionization smoke detector include wiring,condute | No | 3 |  |  | DIVISION 13 - SPECIAL CONSTRUCTION (FIRE PROTECTION)
DIVISION 13 - SPECIAL CONSTRUCTION (FIRE PROTECTION)
| Extinguishing Control panel | No | 1 |  |  | DIVISION 13 - SPECIAL CONSTRUCTION (FIRE PROTECTION)
DIVISION 13 - SPECIAL CONSTRUCTION (FIRE PROTECTION)
| Response indicator | No | 1 |  |  | DIVISION 13 - SPECIAL CONSTRUCTION (FIRE PROTECTION)
DIVISION 13 - SPECIAL CONSTRUCTION (FIRE PROTECTION)
| Label NAF S 125 Manual release | No | 1 |  |  | DIVISION 13 - SPECIAL CONSTRUCTION (FIRE PROTECTION)
DIVISION 13 - SPECIAL CONSTRUCTION (FIRE PROTECTION)
| Label NAF S 125 Cation door | No | 1 |  |  | DIVISION 13 - SPECIAL CONSTRUCTION (FIRE PROTECTION)
DIVISION 13 - SPECIAL CONSTRUCTION (FIRE PROTECTION)
| Convential alarm bell 6 inch | No | 1 |  |  | DIVISION 13 - SPECIAL CONSTRUCTION (FIRE PROTECTION)
DIVISION 13 - SPECIAL CONSTRUCTION (FIRE PROTECTION)
| 24 VDC Horn Srobe | No | 1 |  |  | DIVISION 13 - SPECIAL CONSTRUCTION (FIRE PROTECTION)
DIVISION 13 - SPECIAL CONSTRUCTION (FIRE PROTECTION)
DIVISION 13 - SPECIAL CONSTRUCTION (FIRE PROTECTION)
DIVISION 13 - SPECIAL CONSTRUCTION (FIRE PROTECTION)
DIVISION 13 - SPECIAL CONSTRUCTION (FIRE PROTECTION)
DIVISION 13 - SPECIAL CONSTRUCTION (FIRE PROTECTION)
DIVISION 13 - SPECIAL CONSTRUCTION (FIRE PROTECTION)
[5 empty] | 7536.02 | DIVISION 13 - SPECIAL CONSTRUCTION (FIRE PROTECTION)
DIVISION 13 - SPECIAL CONSTRUCTION (FIRE PROTECTION)
DIVISION 13 - SPECIAL CONSTRUCTION (FIRE PROTECTION)
| DIVISION 13 - SPECIAL CONSTRUCTION (FIRE PROTECTION) |  |  |  |  | DIVISION 13 - SPECIAL CONSTRUCTION (FIRE PROTECTION)
DIVISION 13 - SPECIAL CONSTRUCTION (FIRE PROTECTION)
| SECTION 13960 - HALON ALTERNATIVE FIRE SUPPRESSION |  |  |  |  | DIVISION 13 - SPECIAL CONSTRUCTION (FIRE PROTECTION)
| SYSTEM (FM-200) |  |  |  |  | DIVISION 13 - SPECIAL CONSTRUCTION (FIRE PROTECTION)
DIVISION 13 - SPECIAL CONSTRUCTION (FIRE PROTECTION)
| IT room SDR -F-34 at 1st FLR.. between axis (X6-X7/W65-W7) |  |  |  |  | DIVISION 13 - SPECIAL CONSTRUCTION (FIRE PROTECTION)
DIVISION 13 - SPECIAL CONSTRUCTION (FIRE PROTECTION)
| Cylinder ,valve assembly with 67 litters capacity with |  |  |  |  | DIVISION 13 - SPECIAL CONSTRUCTION (FIRE PROTECTION)
Plan-MB-10452 | control head and Cylinders mounting bracket | No | 1 | 5394.76 | 5394.76 | DIVISION 13 - SPECIAL CONSTRUCTION (FIRE PROTECTION)
DIVISION 13 - SPECIAL CONSTRUCTION (FIRE PROTECTION)
| kg NAF S 125 Filled in cylinders | kg | 40 |  |  | DIVISION 13 - SPECIAL CONSTRUCTION (FIRE PROTECTION)
DIVISION 13 - SPECIAL CONSTRUCTION (FIRE PROTECTION)
| Solenoid actuator | No | 1 |  |  | DIVISION 13 - SPECIAL CONSTRUCTION (FIRE PROTECTION)
DIVISION 13 - SPECIAL CONSTRUCTION (FIRE PROTECTION)
| Manual actuator | No | 1 |  |  | DIVISION 13 - SPECIAL CONSTRUCTION (FIRE PROTECTION)
DIVISION 13 - SPECIAL CONSTRUCTION (FIRE PROTECTION)
| Mechanical remote manual release | No | 1 |  |  | DIVISION 13 - SPECIAL CONSTRUCTION (FIRE PROTECTION)
DIVISION 13 - SPECIAL CONSTRUCTION (FIRE PROTECTION)
| Nozzles | No | 3 |  |  | DIVISION 13 - SPECIAL CONSTRUCTION (FIRE PROTECTION)
DIVISION 13 - SPECIAL CONSTRUCTION (FIRE PROTECTION)
| Pipes and fittings class Q15A According to KOC-MP-010 |  |  |  |  | DIVISION 13 - SPECIAL CONSTRUCTION (FIRE PROTECTION)
| supporting ,painting and all required item . | Item | LS |  |  | DIVISION 13 - SPECIAL CONSTRUCTION (FIRE PROTECTION)
Plan-MB-10453 |  |  |  | 1403.71 | 1403.71 | DIVISION 13 - SPECIAL CONSTRUCTION (FIRE PROTECTION)
| Optical smoke detector include wiring, cabling | No | 3 |  |  | DIVISION 13 - SPECIAL CONSTRUCTION (FIRE PROTECTION)
DIVISION 13 - SPECIAL CONSTRUCTION (FIRE PROTECTION)
| Ionization smoke detector include wiring,condute | No | 3 |  |  | DIVISION 13 - SPECIAL CONSTRUCTION (FIRE PROTECTION)
DIVISION 13 - SPECIAL CONSTRUCTION (FIRE PROTECTION)
| Extinguishing Control panel | No | 1 |  |  | DIVISION 13 - SPECIAL CONSTRUCTION (FIRE PROTECTION)
DIVISION 13 - SPECIAL CONSTRUCTION (FIRE PROTECTION)
| Response indicator | No | 1 |  |  | DIVISION 13 - SPECIAL CONSTRUCTION (FIRE PROTECTION)
DIVISION 13 - SPECIAL CONSTRUCTION (FIRE PROTECTION)
| Label NAF S 125 Manual release | No | 1 |  |  | DIVISION 13 - SPECIAL CONSTRUCTION (FIRE PROTECTION)
DIVISION 13 - SPECIAL CONSTRUCTION (FIRE PROTECTION)
| Label NAF S 125 Cation door | No | 1 |  |  | DIVISION 13 - SPECIAL CONSTRUCTION (FIRE PROTECTION)
DIVISION 13 - SPECIAL CONSTRUCTION (FIRE PROTECTION)
| Convential alarm bell 6 inch | No | 1 |  |  | DIVISION 13 - SPECIAL CONSTRUCTION (FIRE PROTECTION)
DIVISION 13 - SPECIAL CONSTRUCTION (FIRE PROTECTION)
| 24 VDC Horn Srobe | No | 1 |  |  | DIVISION 13 - SPECIAL CONSTRUCTION (FIRE PROTECTION)
DIVISION 13 - SPECIAL CONSTRUCTION (FIRE PROTECTION)
DIVISION 13 - SPECIAL CONSTRUCTION (FIRE PROTECTION)
DIVISION 13 - SPECIAL CONSTRUCTION (FIRE PROTECTION)
DIVISION 13 - SPECIAL CONSTRUCTION (FIRE PROTECTION)
DIVISION 13 - SPECIAL CONSTRUCTION (FIRE PROTECTION)
DIVISION 13 - SPECIAL CONSTRUCTION (FIRE PROTECTION)
[5 empty] | 6798.47 | DIVISION 13 - SPECIAL CONSTRUCTION (FIRE PROTECTION)
DIVISION 13 - SPECIAL CONSTRUCTION (FIRE PROTECTION)
DIVISION 13 - SPECIAL CONSTRUCTION (FIRE PROTECTION)
| DIVISION 13 - SPECIAL CONSTRUCTION (FIRE PROTECTION) |  |  |  |  | DIVISION 13 - SPECIAL CONSTRUCTION (FIRE PROTECTION)
DIVISION 13 - SPECIAL CONSTRUCTION (FIRE PROTECTION)
| SECTION 13960 - HALON ALTERNATIVE FIRE SUPPRESSION |  |  |  |  | DIVISION 13 - SPECIAL CONSTRUCTION (FIRE PROTECTION)
| SYSTEM (FM-200) |  |  |  |  | DIVISION 13 - SPECIAL CONSTRUCTION (FIRE PROTECTION)
DIVISION 13 - SPECIAL CONSTRUCTION (FIRE PROTECTION)
| IT room SDR at 1st flr. F-111-between axis (X14-X15/XC-XD) |  |  |  |  | DIVISION 13 - SPECIAL CONSTRUCTION (FIRE PROTECTION)
DIVISION 13 - SPECIAL CONSTRUCTION (FIRE PROTECTION)
| Cylinder ,valve assembly with 67 litters capacity with |  |  |  |  | DIVISION 13 - SPECIAL CONSTRUCTION (FIRE PROTECTION)
Plan-MB-10454 | control head and Cylinders mounting bracket | No | 1 | 4223.02 | 4223.02 | DIVISION 13 - SPECIAL CONSTRUCTION (FIRE PROTECTION)
DIVISION 13 - SPECIAL CONSTRUCTION (FIRE PROTECTION)
| kg NAF S 125 Filled in cylinders | kg | 40 |  |  | DIVISION 13 - SPECIAL CONSTRUCTION (FIRE PROTECTION)
DIVISION 13 - SPECIAL CONSTRUCTION (FIRE PROTECTION)
| Solenoid actuator | No | 1 |  |  | DIVISION 13 - SPECIAL CONSTRUCTION (FIRE PROTECTION)
DIVISION 13 - SPECIAL CONSTRUCTION (FIRE PROTECTION)
| Manual actuator | No | 1 |  |  | DIVISION 13 - SPECIAL CONSTRUCTION (FIRE PROTECTION)
DIVISION 13 - SPECIAL CONSTRUCTION (FIRE PROTECTION)
| Mechanical remote manual release | No | 1 |  |  | DIVISION 13 - SPECIAL CONSTRUCTION (FIRE PROTECTION)
DIVISION 13 - SPECIAL CONSTRUCTION (FIRE PROTECTION)
| Nozzles | No | 3 |  |  | DIVISION 13 - SPECIAL CONSTRUCTION (FIRE PROTECTION)
DIVISION 13 - SPECIAL CONSTRUCTION (FIRE PROTECTION)
| Pipes and fittings class Q15A According to KOC-MP-010 |  |  |  |  | DIVISION 13 - SPECIAL CONSTRUCTION (FIRE PROTECTION)
| supporting ,painting and all required item . | Item | LS |  |  | DIVISION 13 - SPECIAL CONSTRUCTION (FIRE PROTECTION)
Plan-MB-10455 |  |  |  | 1403.71 | 1403.71 | DIVISION 13 - SPECIAL CONSTRUCTION (FIRE PROTECTION)
| Optical smoke detector include wiring, cabling | No | 3 |  |  | DIVISION 13 - SPECIAL CONSTRUCTION (FIRE PROTECTION)
DIVISION 13 - SPECIAL CONSTRUCTION (FIRE PROTECTION)
| Ionization smoke detector include wiring,condute | No | 3 |  |  | DIVISION 13 - SPECIAL CONSTRUCTION (FIRE PROTECTION)
DIVISION 13 - SPECIAL CONSTRUCTION (FIRE PROTECTION)
| Extinguishing Control panel | No | 1 |  |  | DIVISION 13 - SPECIAL CONSTRUCTION (FIRE PROTECTION)
DIVISION 13 - SPECIAL CONSTRUCTION (FIRE PROTECTION)
| Response indicator | No | 1 |  |  | DIVISION 13 - SPECIAL CONSTRUCTION (FIRE PROTECTION)
DIVISION 13 - SPECIAL CONSTRUCTION (FIRE PROTECTION)
| Label NAF S 125 Manual release | No | 1 |  |  | DIVISION 13 - SPECIAL CONSTRUCTION (FIRE PROTECTION)
DIVISION 13 - SPECIAL CONSTRUCTION (FIRE PROTECTION)
| Label NAF S 125 Cation door | No | 1 |  |  | DIVISION 13 - SPECIAL CONSTRUCTION (FIRE PROTECTION)
DIVISION 13 - SPECIAL CONSTRUCTION (FIRE PROTECTION)
| Convential alarm bell 6 inch | No | 1 |  |  | DIVISION 13 - SPECIAL CONSTRUCTION (FIRE PROTECTION)
DIVISION 13 - SPECIAL CONSTRUCTION (FIRE PROTECTION)
| 24 VDC Horn Srobe | No | 1 |  |  | DIVISION 13 - SPECIAL CONSTRUCTION (FIRE PROTECTION)
DIVISION 13 - SPECIAL CONSTRUCTION (FIRE PROTECTION)
DIVISION 13 - SPECIAL CONSTRUCTION (FIRE PROTECTION)
DIVISION 13 - SPECIAL CONSTRUCTION (FIRE PROTECTION)
DIVISION 13 - SPECIAL CONSTRUCTION (FIRE PROTECTION)
DIVISION 13 - SPECIAL CONSTRUCTION (FIRE PROTECTION)
DIVISION 13 - SPECIAL CONSTRUCTION (FIRE PROTECTION)
[5 empty] | 5626.73 | DIVISION 13 - SPECIAL CONSTRUCTION (FIRE PROTECTION)
DIVISION 13 - SPECIAL CONSTRUCTION (FIRE PROTECTION)
DIVISION 13 - SPECIAL CONSTRUCTION (FIRE PROTECTION)
| DIVISION 13 - SPECIAL CONSTRUCTION (FIRE PROTECTION) |  |  |  |  | DIVISION 13 - SPECIAL CONSTRUCTION (FIRE PROTECTION)
DIVISION 13 - SPECIAL CONSTRUCTION (FIRE PROTECTION)
| SECTION 13960 - HALON ALTERNATIVE FIRE SUPPRESSION |  |  |  |  | DIVISION 13 - SPECIAL CONSTRUCTION (FIRE PROTECTION)
| SYSTEM (FM-200) |  |  |  |  | DIVISION 13 - SPECIAL CONSTRUCTION (FIRE PROTECTION)
DIVISION 13 - SPECIAL CONSTRUCTION (FIRE PROTECTION)
| IT room SDR at 2nd flr. S-65-between axis (W6-W7/X7-X6) |  |  |  |  | DIVISION 13 - SPECIAL CONSTRUCTION (FIRE PROTECTION)
DIVISION 13 - SPECIAL CONSTRUCTION (FIRE PROTECTION)
| Cylinder ,valve assembly with 67 litters capacity with |  |  |  |  | DIVISION 13 - SPECIAL CONSTRUCTION (FIRE PROTECTION)
Plan-MB-10456 | control head and Cylinders mounting bracket | No | 1 | 4336.03 | 4336.03 | DIVISION 13 - SPECIAL CONSTRUCTION (FIRE PROTECTION)
DIVISION 13 - SPECIAL CONSTRUCTION (FIRE PROTECTION)
| kg NAF S 125 Filled in cylinders | kg | 37 |  |  | DIVISION 13 - SPECIAL CONSTRUCTION (FIRE PROTECTION)
DIVISION 13 - SPECIAL CONSTRUCTION (FIRE PROTECTION)
| Solenoid actuator | No | 1 |  |  | DIVISION 13 - SPECIAL CONSTRUCTION (FIRE PROTECTION)
DIVISION 13 - SPECIAL CONSTRUCTION (FIRE PROTECTION)
| Manual actuator | No | 1 |  |  | DIVISION 13 - SPECIAL CONSTRUCTION (FIRE PROTECTION)
DIVISION 13 - SPECIAL CONSTRUCTION (FIRE PROTECTION)
| Mechanical remote manual release | No | 1 |  |  | DIVISION 13 - SPECIAL CONSTRUCTION (FIRE PROTECTION)
DIVISION 13 - SPECIAL CONSTRUCTION (FIRE PROTECTION)
| Nozzles | No | 3 |  |  | DIVISION 13 - SPECIAL CONSTRUCTION (FIRE PROTECTION)
DIVISION 13 - SPECIAL CONSTRUCTION (FIRE PROTECTION)
| Pipes and fittings class Q15A According to KOC-MP-010 |  |  |  |  | DIVISION 13 - SPECIAL CONSTRUCTION (FIRE PROTECTION)
| supporting ,painting and all required item . | Item | LS |  |  | DIVISION 13 - SPECIAL CONSTRUCTION (FIRE PROTECTION)
Plan-MB-10457 |  |  |  | 1475.08 | 1475.08 | DIVISION 13 - SPECIAL CONSTRUCTION (FIRE PROTECTION)
| Optical smoke detector include wiring, cabling | No | 3 |  |  | DIVISION 13 - SPECIAL CONSTRUCTION (FIRE PROTECTION)
DIVISION 13 - SPECIAL CONSTRUCTION (FIRE PROTECTION)
| Ionization smoke detector include wiring,condute | No | 3 |  |  | DIVISION 13 - SPECIAL CONSTRUCTION (FIRE PROTECTION)
DIVISION 13 - SPECIAL CONSTRUCTION (FIRE PROTECTION)
| Extinguishing Control panel | No | 1 |  |  | DIVISION 13 - SPECIAL CONSTRUCTION (FIRE PROTECTION)
DIVISION 13 - SPECIAL CONSTRUCTION (FIRE PROTECTION)
| Response indicator | No | 1 |  |  | DIVISION 13 - SPECIAL CONSTRUCTION (FIRE PROTECTION)
DIVISION 13 - SPECIAL CONSTRUCTION (FIRE PROTECTION)
| Label NAF S 125 Manual release | No | 1 |  |  | DIVISION 13 - SPECIAL CONSTRUCTION (FIRE PROTECTION)
DIVISION 13 - SPECIAL CONSTRUCTION (FIRE PROTECTION)
| Label NAF S 125 Cation door | No | 1 |  |  | DIVISION 13 - SPECIAL CONSTRUCTION (FIRE PROTECTION)
DIVISION 13 - SPECIAL CONSTRUCTION (FIRE PROTECTION)
| Convential alarm bell 6 inch | No | 1 |  |  | DIVISION 13 - SPECIAL CONSTRUCTION (FIRE PROTECTION)
DIVISION 13 - SPECIAL CONSTRUCTION (FIRE PROTECTION)
| 24 VDC Horn Srobe | No | 1 |  |  | DIVISION 13 - SPECIAL CONSTRUCTION (FIRE PROTECTION)
DIVISION 13 - SPECIAL CONSTRUCTION (FIRE PROTECTION)
DIVISION 13 - SPECIAL CONSTRUCTION (FIRE PROTECTION)
DIVISION 13 - SPECIAL CONSTRUCTION (FIRE PROTECTION)
DIVISION 13 - SPECIAL CONSTRUCTION (FIRE PROTECTION)
DIVISION 13 - SPECIAL CONSTRUCTION (FIRE PROTECTION)
DIVISION 13 - SPECIAL CONSTRUCTION (FIRE PROTECTION)
[5 empty] | 5811.11 | DIVISION 13 - SPECIAL CONSTRUCTION (FIRE PROTECTION)
DIVISION 13 - SPECIAL CONSTRUCTION (FIRE PROTECTION)
DIVISION 13 - SPECIAL CONSTRUCTION (FIRE PROTECTION)
| DIVISION 13 - SPECIAL CONSTRUCTION (FIRE PROTECTION) |  |  |  |  | DIVISION 13 - SPECIAL CONSTRUCTION (FIRE PROTECTION)
DIVISION 13 - SPECIAL CONSTRUCTION (FIRE PROTECTION)
| SECTION 13960 - HALON ALTERNATIVE FIRE SUPPRESSION |  |  |  |  | DIVISION 13 - SPECIAL CONSTRUCTION (FIRE PROTECTION)
| SYSTEM (FM-200) |  |  |  |  | DIVISION 13 - SPECIAL CONSTRUCTION (FIRE PROTECTION)
DIVISION 13 - SPECIAL CONSTRUCTION (FIRE PROTECTION)
| IT room SDR at 2nd flr. S-147-between axis (C-D/14-15) |  |  |  |  | DIVISION 13 - SPECIAL CONSTRUCTION (FIRE PROTECTION)
DIVISION 13 - SPECIAL CONSTRUCTION (FIRE PROTECTION)
| Cylinder ,valve assembly with 67 litters capacity with |  |  |  |  | DIVISION 13 - SPECIAL CONSTRUCTION (FIRE PROTECTION)
Plan-MB-10458 | control head and Cylinders mounting bracket | No | 1 | 4353.88 | 4353.88 | DIVISION 13 - SPECIAL CONSTRUCTION (FIRE PROTECTION)
DIVISION 13 - SPECIAL CONSTRUCTION (FIRE PROTECTION)
| kg NAF S 125 Filled in cylinders | kg | 37 |  |  | DIVISION 13 - SPECIAL CONSTRUCTION (FIRE PROTECTION)
DIVISION 13 - SPECIAL CONSTRUCTION (FIRE PROTECTION)
| Solenoid actuator | No | 1 |  |  | DIVISION 13 - SPECIAL CONSTRUCTION (FIRE PROTECTION)
DIVISION 13 - SPECIAL CONSTRUCTION (FIRE PROTECTION)
| Manual actuator | No | 1 |  |  | DIVISION 13 - SPECIAL CONSTRUCTION (FIRE PROTECTION)
DIVISION 13 - SPECIAL CONSTRUCTION (FIRE PROTECTION)
| Mechanical remote manual release | No | 1 |  |  | DIVISION 13 - SPECIAL CONSTRUCTION (FIRE PROTECTION)
DIVISION 13 - SPECIAL CONSTRUCTION (FIRE PROTECTION)
| Nozzles | No | 3 |  |  | DIVISION 13 - SPECIAL CONSTRUCTION (FIRE PROTECTION)
DIVISION 13 - SPECIAL CONSTRUCTION (FIRE PROTECTION)
| Pipes and fittings class Q15A According to KOC-MP-010 |  |  |  |  | DIVISION 13 - SPECIAL CONSTRUCTION (FIRE PROTECTION)
| supporting ,painting and all required item . | Item | LS |  |  | DIVISION 13 - SPECIAL CONSTRUCTION (FIRE PROTECTION)
Plan-MB-10459 |  |  |  | 1736.79 | 1736.79 | DIVISION 13 - SPECIAL CONSTRUCTION (FIRE PROTECTION)
| Optical smoke detector include wiring, cabling | No | 3 |  |  | DIVISION 13 - SPECIAL CONSTRUCTION (FIRE PROTECTION)
DIVISION 13 - SPECIAL CONSTRUCTION (FIRE PROTECTION)
| Ionization smoke detector include wiring,condute | No | 3 |  |  | DIVISION 13 - SPECIAL CONSTRUCTION (FIRE PROTECTION)
DIVISION 13 - SPECIAL CONSTRUCTION (FIRE PROTECTION)
| Extinguishing Control panel | No | 1 |  |  | DIVISION 13 - SPECIAL CONSTRUCTION (FIRE PROTECTION)
DIVISION 13 - SPECIAL CONSTRUCTION (FIRE PROTECTION)
| Response indicator | No | 1 |  |  | DIVISION 13 - SPECIAL CONSTRUCTION (FIRE PROTECTION)
DIVISION 13 - SPECIAL CONSTRUCTION (FIRE PROTECTION)
| Label NAF S 125 Manual release | No | 1 |  |  | DIVISION 13 - SPECIAL CONSTRUCTION (FIRE PROTECTION)
DIVISION 13 - SPECIAL CONSTRUCTION (FIRE PROTECTION)
| Label NAF S 125 Cation door | No | 1 |  |  | DIVISION 13 - SPECIAL CONSTRUCTION (FIRE PROTECTION)
DIVISION 13 - SPECIAL CONSTRUCTION (FIRE PROTECTION)
| Convential alarm bell 6 inch | No | 1 |  |  | DIVISION 13 - SPECIAL CONSTRUCTION (FIRE PROTECTION)
DIVISION 13 - SPECIAL CONSTRUCTION (FIRE PROTECTION)
| 24 VDC Horn Srobe | No | 1 |  |  | DIVISION 13 - SPECIAL CONSTRUCTION (FIRE PROTECTION)
DIVISION 13 - SPECIAL CONSTRUCTION (FIRE PROTECTION)
DIVISION 13 - SPECIAL CONSTRUCTION (FIRE PROTECTION)
DIVISION 13 - SPECIAL CONSTRUCTION (FIRE PROTECTION)
DIVISION 13 - SPECIAL CONSTRUCTION (FIRE PROTECTION)
DIVISION 13 - SPECIAL CONSTRUCTION (FIRE PROTECTION)
DIVISION 13 - SPECIAL CONSTRUCTION (FIRE PROTECTION)
[5 empty] | 6090.67 | DIVISION 13 - SPECIAL CONSTRUCTION (FIRE PROTECTION)
DIVISION 13 - SPECIAL CONSTRUCTION (FIRE PROTECTION)
DIVISION 13 - SPECIAL CONSTRUCTION (FIRE PROTECTION)
| DIVISION 13 - SPECIAL CONSTRUCTION (FIRE PROTECTION) |  |  |  |  | DIVISION 13 - SPECIAL CONSTRUCTION (FIRE PROTECTION)
DIVISION 13 - SPECIAL CONSTRUCTION (FIRE PROTECTION)
| SECTION 15000 - PLU. & F.F. GENERAL SPECIFICATIONS |  |  |  |  | DIVISION 13 - SPECIAL CONSTRUCTION (FIRE PROTECTION)
| SECTION 13955 - FOAM SYSTEM |  |  |  |  | DIVISION 13 - SPECIAL CONSTRUCTION (FIRE PROTECTION)
DIVISION 13 - SPECIAL CONSTRUCTION (FIRE PROTECTION)
| Generator room at Shelter |  |  |  |  | DIVISION 13 - SPECIAL CONSTRUCTION (FIRE PROTECTION)
DIVISION 13 - SPECIAL CONSTRUCTION (FIRE PROTECTION)
| Foam fire extinguisher system complete, electrical and |  |  |  |  | DIVISION 13 - SPECIAL CONSTRUCTION (FIRE PROTECTION)
| mechanical detecting alarms, nozzles, piping controls, all |  |  |  |  | DIVISION 13 - SPECIAL CONSTRUCTION (FIRE PROTECTION)
| louvered opening closures with fire curtain, stopping of |  |  |  |  | DIVISION 13 - SPECIAL CONSTRUCTION (FIRE PROTECTION)
| AHU's and fans etc. all as per NFPA requirements and as |  |  |  |  | DIVISION 13 - SPECIAL CONSTRUCTION (FIRE PROTECTION)
| shown on drawings and specified and electrical alarm |  |  |  |  | DIVISION 13 - SPECIAL CONSTRUCTION (FIRE PROTECTION)
| connected to main alarm panel. Foam fire extinguisher |  |  |  |  | DIVISION 13 - SPECIAL CONSTRUCTION (FIRE PROTECTION)
| system for generator room, complete in all respect as per |  |  |  |  | DIVISION 13 - SPECIAL CONSTRUCTION (FIRE PROTECTION)
| KOC requirements, including drawings and calculations for |  |  |  |  | DIVISION 13 - SPECIAL CONSTRUCTION (FIRE PROTECTION)
| approval of KOC and including following: |  |  |  |  | DIVISION 13 - SPECIAL CONSTRUCTION (FIRE PROTECTION)
DIVISION 13 - SPECIAL CONSTRUCTION (FIRE PROTECTION)
| Black steel piping and black steel network with |  |  |  |  | DIVISION 13 - SPECIAL CONSTRUCTION (FIRE PROTECTION)
| grooved type coupling joints complete with pipe fitting, |  |  |  |  | DIVISION 13 - SPECIAL CONSTRUCTION (FIRE PROTECTION)
Plan-MB-10460 | fixation material, supports and hangers. | Item | LS | 5353.13 | 5353.13 | DIVISION 13 - SPECIAL CONSTRUCTION (FIRE PROTECTION)
DIVISION 13 - SPECIAL CONSTRUCTION (FIRE PROTECTION)
Plan-MB-10461 | Deluge valve with valve release | Item | LS | 416.35 | 416.35 | DIVISION 13 - SPECIAL CONSTRUCTION (FIRE PROTECTION)
DIVISION 13 - SPECIAL CONSTRUCTION (FIRE PROTECTION)
Plan-MB-10462 | Manual control valve of bronze type | Item | LS | 475.83 | 475.83 | DIVISION 13 - SPECIAL CONSTRUCTION (FIRE PROTECTION)
DIVISION 13 - SPECIAL CONSTRUCTION (FIRE PROTECTION)
Plan-MB-10463 | Test connection valve of bronze type | Item | LS | 416.35 | 416.35 | DIVISION 13 - SPECIAL CONSTRUCTION (FIRE PROTECTION)
DIVISION 13 - SPECIAL CONSTRUCTION (FIRE PROTECTION)
Plan-MB-10464 | Open type sprinler heads for foam system | Item | LS | 761.33 | 761.33 | DIVISION 13 - SPECIAL CONSTRUCTION (FIRE PROTECTION)
DIVISION 13 - SPECIAL CONSTRUCTION (FIRE PROTECTION)
| Fire protection system with required number of detectors, |  |  |  |  | DIVISION 13 - SPECIAL CONSTRUCTION (FIRE PROTECTION)
Plan-MB-10465 | connectors and alarm | Item | LS | 2498.13 | 2498.13 | DIVISION 13 - SPECIAL CONSTRUCTION (FIRE PROTECTION)
DIVISION 13 - SPECIAL CONSTRUCTION (FIRE PROTECTION)
Plan-MB-10466 | Foam proprtioned | Item | LS | 1070.63 | 1070.63 | DIVISION 13 - SPECIAL CONSTRUCTION (FIRE PROTECTION)
DIVISION 13 - SPECIAL CONSTRUCTION (FIRE PROTECTION)
| Aqueous film foam (AFFF) 3% concentrate |  |  |  |  | DIVISION 13 - SPECIAL CONSTRUCTION (FIRE PROTECTION)
| cylinder of total required capacity (200 litres) with all |  |  |  |  | DIVISION 13 - SPECIAL CONSTRUCTION (FIRE PROTECTION)
Plan-MB-10467 | options, discharge manifold, valves, automatic release etc. | Item | LS | 1665.42 | 1665.42 | DIVISION 13 - SPECIAL CONSTRUCTION (FIRE PROTECTION)
DIVISION 13 - SPECIAL CONSTRUCTION (FIRE PROTECTION)
DIVISION 13 - SPECIAL CONSTRUCTION (FIRE PROTECTION)
DIVISION 13 - SPECIAL CONSTRUCTION (FIRE PROTECTION)
DIVISION 13 - SPECIAL CONSTRUCTION (FIRE PROTECTION)
DIVISION 13 - SPECIAL CONSTRUCTION (FIRE PROTECTION)
DIVISION 13 - SPECIAL CONSTRUCTION (FIRE PROTECTION)
DIVISION 13 - SPECIAL CONSTRUCTION (FIRE PROTECTION)
[5 empty] | 12657.17 | DIVISION 13 - SPECIAL CONSTRUCTION (FIRE PROTECTION)
DIVISION 13 - SPECIAL CONSTRUCTION (FIRE PROTECTION)
DIVISION 13 - SPECIAL CONSTRUCTION (FIRE PROTECTION)
| DIVISION 13 - SPECIAL CONSTRUCTION (FIRE PROTECTION) |  |  |  |  | DIVISION 13 - SPECIAL CONSTRUCTION (FIRE PROTECTION)
DIVISION 13 - SPECIAL CONSTRUCTION (FIRE PROTECTION)
| FIRE PROTECTION-GENERAL |  |  |  |  | DIVISION 13 - SPECIAL CONSTRUCTION (FIRE PROTECTION)
DIVISION 13 - SPECIAL CONSTRUCTION (FIRE PROTECTION)
| Elect and control works for system equipments and control |  |  |  |  | DIVISION 13 - SPECIAL CONSTRUCTION (FIRE PROTECTION)
| station, including cable, cable tray, wiring, earthing, control |  |  |  |  | DIVISION 13 - SPECIAL CONSTRUCTION (FIRE PROTECTION)
Plan-MB-10468 | panels and connection. | Item | LS | 3866.15 | 3866.15 | DIVISION 13 - SPECIAL CONSTRUCTION (FIRE PROTECTION)
DIVISION 13 - SPECIAL CONSTRUCTION (FIRE PROTECTION)
| Foundations for equipments complete with vibration isolation |  |  |  |  | DIVISION 13 - SPECIAL CONSTRUCTION (FIRE PROTECTION)
Plan-MB-10469 | system as per specifications and drawings | Item | LS | 1130.1 | 1130.1 | DIVISION 13 - SPECIAL CONSTRUCTION (FIRE PROTECTION)
DIVISION 13 - SPECIAL CONSTRUCTION (FIRE PROTECTION)
| Painting as per color codes, labelling, flow direction marking. |  |  |  |  | DIVISION 13 - SPECIAL CONSTRUCTION (FIRE PROTECTION)
| Lettering tagging for pipes valves and equipment complete in |  |  |  |  | DIVISION 13 - SPECIAL CONSTRUCTION (FIRE PROTECTION)
Plan-MB-10470 | all respect | Item | LS | 1605.94 | 1605.94 | DIVISION 13 - SPECIAL CONSTRUCTION (FIRE PROTECTION)
DIVISION 13 - SPECIAL CONSTRUCTION (FIRE PROTECTION)
| Builder's work in connection with installation including supports, |  |  |  |  | DIVISION 13 - SPECIAL CONSTRUCTION (FIRE PROTECTION)
| cutting all holes, pockets, pipe sleeves, finishing and making |  |  |  |  | DIVISION 13 - SPECIAL CONSTRUCTION (FIRE PROTECTION)
| good complete in all respect. | Item | LS | Included |  | DIVISION 13 - SPECIAL CONSTRUCTION (FIRE PROTECTION)
DIVISION 13 - SPECIAL CONSTRUCTION (FIRE PROTECTION)
| Coordinated shop drawings, composite and as built instructions |  |  |  |  | DIVISION 13 - SPECIAL CONSTRUCTION (FIRE PROTECTION)
Plan-MB-10471 | and maintenance manual, etc. | Item | LS | 1094.42 | 1094.42 | DIVISION 13 - SPECIAL CONSTRUCTION (FIRE PROTECTION)
DIVISION 13 - SPECIAL CONSTRUCTION (FIRE PROTECTION)
| Spare parts for equipment, specialties etc. complete in all |  |  |  |  | DIVISION 13 - SPECIAL CONSTRUCTION (FIRE PROTECTION)
| respect as per specifications and manufacturers |  |  |  |  | DIVISION 13 - SPECIAL CONSTRUCTION (FIRE PROTECTION)
| recommendation for two year maintenance after finishing of |  |  |  |  | DIVISION 13 - SPECIAL CONSTRUCTION (FIRE PROTECTION)
Plan-MB-10472 | contract maintenance period. | Item | LS | 5643.485 | 5643.485 | DIVISION 13 - SPECIAL CONSTRUCTION (FIRE PROTECTION)
DIVISION 13 - SPECIAL CONSTRUCTION (FIRE PROTECTION)
DIVISION 13 - SPECIAL CONSTRUCTION (FIRE PROTECTION)
DIVISION 13 - SPECIAL CONSTRUCTION (FIRE PROTECTION)
DIVISION 13 - SPECIAL CONSTRUCTION (FIRE PROTECTION)
DIVISION 13 - SPECIAL CONSTRUCTION (FIRE PROTECTION)
DIVISION 13 - SPECIAL CONSTRUCTION (FIRE PROTECTION)
DIVISION 13 - SPECIAL CONSTRUCTION (FIRE PROTECTION)
DIVISION 13 - SPECIAL CONSTRUCTION (FIRE PROTECTION)
DIVISION 13 - SPECIAL CONSTRUCTION (FIRE PROTECTION)
DIVISION 13 - SPECIAL CONSTRUCTION (FIRE PROTECTION)
DIVISION 13 - SPECIAL CONSTRUCTION (FIRE PROTECTION)
DIVISION 13 - SPECIAL CONSTRUCTION (FIRE PROTECTION)
DIVISION 13 - SPECIAL CONSTRUCTION (FIRE PROTECTION)
DIVISION 13 - SPECIAL CONSTRUCTION (FIRE PROTECTION)
DIVISION 13 - SPECIAL CONSTRUCTION (FIRE PROTECTION)
DIVISION 13 - SPECIAL CONSTRUCTION (FIRE PROTECTION)
DIVISION 13 - SPECIAL CONSTRUCTION (FIRE PROTECTION)
DIVISION 13 - SPECIAL CONSTRUCTION (FIRE PROTECTION)
[5 empty] | 13340.095 | DIVISION 13 - SPECIAL CONSTRUCTION (FIRE PROTECTION)
DIVISION 13 - SPECIAL CONSTRUCTION (FIRE PROTECTION)
DIVISION 13 - SPECIAL CONSTRUCTION (FIRE PROTECTION)
| DIVISION 13 - SPECIAL CONSTRUCTION (FIRE PROTECTION) |  |  |  |  | DIVISION 13 - SPECIAL CONSTRUCTION (FIRE PROTECTION)
DIVISION 13 - SPECIAL CONSTRUCTION (FIRE PROTECTION)
| COLLECTION |  |  |  |  | DIVISION 13 - SPECIAL CONSTRUCTION (FIRE PROTECTION)
DIVISION 13 - SPECIAL CONSTRUCTION (FIRE PROTECTION)
DIVISION 13 - SPECIAL CONSTRUCTION (FIRE PROTECTION)
| Total of Page Bill No.1/13-1 |  |  |  | 28117.212 | DIVISION 13 - SPECIAL CONSTRUCTION (FIRE PROTECTION)
DIVISION 13 - SPECIAL CONSTRUCTION (FIRE PROTECTION)
| Ditto Bill No.1/13-2 |  |  |  | 158950 | DIVISION 13 - SPECIAL CONSTRUCTION (FIRE PROTECTION)
DIVISION 13 - SPECIAL CONSTRUCTION (FIRE PROTECTION)
| Ditto Bill No.1/13-3 |  |  |  | 85019.47 | DIVISION 13 - SPECIAL CONSTRUCTION (FIRE PROTECTION)
DIVISION 13 - SPECIAL CONSTRUCTION (FIRE PROTECTION)
| Ditto Bill No.1/13-4 |  |  |  | 41909.28 | DIVISION 13 - SPECIAL CONSTRUCTION (FIRE PROTECTION)
DIVISION 13 - SPECIAL CONSTRUCTION (FIRE PROTECTION)
| Ditto Bill No.1/13-5 |  |  |  | 8862.39 | DIVISION 13 - SPECIAL CONSTRUCTION (FIRE PROTECTION)
DIVISION 13 - SPECIAL CONSTRUCTION (FIRE PROTECTION)
| Ditto Bill No.1/13-6 |  |  |  | 8814.82 | DIVISION 13 - SPECIAL CONSTRUCTION (FIRE PROTECTION)
DIVISION 13 - SPECIAL CONSTRUCTION (FIRE PROTECTION)
| Ditto Bill No.1/13-7 |  |  |  | 8362.78 | DIVISION 13 - SPECIAL CONSTRUCTION (FIRE PROTECTION)
DIVISION 13 - SPECIAL CONSTRUCTION (FIRE PROTECTION)
| Ditto Bill No.1/13-8 |  |  |  | 22405.82 | DIVISION 13 - SPECIAL CONSTRUCTION (FIRE PROTECTION)
DIVISION 13 - SPECIAL CONSTRUCTION (FIRE PROTECTION)
| Ditto Bill No.1/13-9 |  |  |  | 6043.09 | DIVISION 13 - SPECIAL CONSTRUCTION (FIRE PROTECTION)
DIVISION 13 - SPECIAL CONSTRUCTION (FIRE PROTECTION)
| Ditto Bill No.1/13-10 |  |  |  | 7536.02 | DIVISION 13 - SPECIAL CONSTRUCTION (FIRE PROTECTION)
DIVISION 13 - SPECIAL CONSTRUCTION (FIRE PROTECTION)
| Ditto Bill No.1/13-11 |  |  |  | 6798.47 | DIVISION 13 - SPECIAL CONSTRUCTION (FIRE PROTECTION)
DIVISION 13 - SPECIAL CONSTRUCTION (FIRE PROTECTION)
| Ditto Bill No.1/13-12 |  |  |  | 5626.73 | DIVISION 13 - SPECIAL CONSTRUCTION (FIRE PROTECTION)
DIVISION 13 - SPECIAL CONSTRUCTION (FIRE PROTECTION)
| Ditto Bill No.1/13-13 |  |  |  | 5811.11 | DIVISION 13 - SPECIAL CONSTRUCTION (FIRE PROTECTION)
DIVISION 13 - SPECIAL CONSTRUCTION (FIRE PROTECTION)
| Ditto Bill No.1/13-14 |  |  |  | 6090.67 | DIVISION 13 - SPECIAL CONSTRUCTION (FIRE PROTECTION)
DIVISION 13 - SPECIAL CONSTRUCTION (FIRE PROTECTION)
| Ditto Bill No.1/13-15 |  |  |  | 12657.17 | DIVISION 13 - SPECIAL CONSTRUCTION (FIRE PROTECTION)
DIVISION 13 - SPECIAL CONSTRUCTION (FIRE PROTECTION)
| Ditto Bill No.1/13-16 |  |  |  | 13340.095 | DIVISION 13 - SPECIAL CONSTRUCTION (FIRE PROTECTION)
DIVISION 13 - SPECIAL CONSTRUCTION (FIRE PROTECTION)
DIVISION 13 - SPECIAL CONSTRUCTION (FIRE PROTECTION)
DIVISION 13 - SPECIAL CONSTRUCTION (FIRE PROTECTION)
DIVISION 13 - SPECIAL CONSTRUCTION (FIRE PROTECTION)
DIVISION 13 - SPECIAL CONSTRUCTION (FIRE PROTECTION)
DIVISION 13 - SPECIAL CONSTRUCTION (FIRE PROTECTION)
DIVISION 13 - SPECIAL CONSTRUCTION (FIRE PROTECTION)
DIVISION 13 - SPECIAL CONSTRUCTION (FIRE PROTECTION)
[5 empty] | 426345.127 | DIVISION 13 - SPECIAL CONSTRUCTION (FIRE PROTECTION)
DIVISION 13 - SPECIAL CONSTRUCTION (FIRE PROTECTION)
| DIVISION 14 - CONVEYING SYSTEMS |  |  |  |  | DIVISION 14 - CONVEYING SYSTEMS
| SECTION 14200 - PASSENGER ELEVATOR CAR FINISHES |  |  |  |  | DIVISION 14 - CONVEYING SYSTEMS
| SECTION 14215 - CONVEYING SYSTEMS |  |  |  |  | DIVISION 14 - CONVEYING SYSTEMS
| The Contractor is referred to the Specifications and Drawings for all |  |  |  |  | DIVISION 14 - CONVEYING SYSTEMS
| details related to this Division of the works and he is to include for |  |  |  |  | DIVISION 14 - CONVEYING SYSTEMS
| complying with all the requirements contained therein with KOC |  |  |  |  | DIVISION 14 - CONVEYING SYSTEMS
| requirements whether or not those are specifically mentioned within |  |  |  |  | DIVISION 14 - CONVEYING SYSTEMS
| the items. |  |  |  |  | DIVISION 14 - CONVEYING SYSTEMS
| NOTE: |  |  |  |  | DIVISION 14 - CONVEYING SYSTEMS
| All elevators shall be provided with all required accessories as |  |  |  |  | DIVISION 14 - CONVEYING SYSTEMS
| mentioned in tender documents with free volts contactors for |  |  |  |  | DIVISION 14 - CONVEYING SYSTEMS
| connections with Building Management System. |  |  |  |  | DIVISION 14 - CONVEYING SYSTEMS
| Equipment pad and foundations, ant vibration devices, forming |  |  |  |  | DIVISION 14 - CONVEYING SYSTEMS
| holes, chases, mortices, etc. fining, brackets and making good |  |  |  |  | DIVISION 14 - CONVEYING SYSTEMS
| finishing. |  |  |  |  | DIVISION 14 - CONVEYING SYSTEMS
| Submit the third party certificate for safety devices, insurance |  |  |  |  | DIVISION 14 - CONVEYING SYSTEMS
| and load test of all type passenger and service elevators |  |  |  |  | DIVISION 14 - CONVEYING SYSTEMS
| Provide full protective maintenance on the |  |  |  |  | DIVISION 14 - CONVEYING SYSTEMS
| specified equipment including spare parts for a period of twenty |  |  |  |  | DIVISION 14 - CONVEYING SYSTEMS
| four (24) months during the defects liability period from the date |  |  |  |  | DIVISION 14 - CONVEYING SYSTEMS
| of handing over the entire installation as specified in specification |  |  |  |  | DIVISION 14 - CONVEYING SYSTEMS
| Supply, install, test, commission and maintain the electric |  |  |  |  | DIVISION 14 - CONVEYING SYSTEMS
| passenger and service elevators with no. of stops and doors as |  |  |  |  | DIVISION 14 - CONVEYING SYSTEMS
| shown in drawings and tender documents including elevators |  |  |  |  | DIVISION 14 - CONVEYING SYSTEMS
| cabinets finishes with all accessories and computerized |  |  |  |  | DIVISION 14 - CONVEYING SYSTEMS
| Management Tool, group supervisory control system and all |  |  |  |  | DIVISION 14 - CONVEYING SYSTEMS
| special operation system as mentioned in specifications with all |  |  |  |  | DIVISION 14 - CONVEYING SYSTEMS
| panels having interlock with BAS and fire alarm system |  |  |  |  | DIVISION 14 - CONVEYING SYSTEMS
| complete in all respect as per specifications. |  |  |  |  | DIVISION 14 - CONVEYING SYSTEMS
Plan-MB-10473 | Electric gearless Passenger Elevators No. (PE-1, 3 & 4 ) with | NO | 3 | 235569.748 | 235569.748 | DIVISION 14 - CONVEYING SYSTEMS
| operating control system and machine roomless of capacity |  |  |  |  | DIVISION 14 - CONVEYING SYSTEMS
| 1600 Kg each (21 passengers) & speed 1.00 m/sec. |  |  |  |  | DIVISION 14 - CONVEYING SYSTEMS
| Electric gearless Service Elevator No. ( SE-2 ) with machine | NO | 1 |  |  | DIVISION 14 - CONVEYING SYSTEMS
| room of capacity 1600 Kg and speed 1.00 m/sec. |  |  |  |  | DIVISION 14 - CONVEYING SYSTEMS
| Electric gearless Service Elevator No. (SE- 5 & 6) of machine | NO | 2 |  |  | DIVISION 14 - CONVEYING SYSTEMS
| roomless, Capacity 1600 Kg and speed 1.00 m/sec. |  |  |  |  | DIVISION 14 - CONVEYING SYSTEMS
DIVISION 14 - CONVEYING SYSTEMS
| GENERAL |  |  |  |  | DIVISION 14 - CONVEYING SYSTEMS
| Supports, ant vibration devices, cutting or forming holes, chases, |  |  | Included | Included | DIVISION 14 - CONVEYING SYSTEMS
| mortices, etc. fining, brackets and making good finishing. |  |  |  |  | DIVISION 14 - CONVEYING SYSTEMS
| Electric and control works for elevators and control station, |  |  |  |  | DIVISION 14 - CONVEYING SYSTEMS
| including cable, cable tray, wiring, control panels and connections. |  |  |  |  | DIVISION 14 - CONVEYING SYSTEMS
| Builder's work in connection with elevators installation including |  |  |  |  | DIVISION 14 - CONVEYING SYSTEMS
| supports, cutting all holes, pipe sleeves, finishes and making |  |  |  |  | DIVISION 14 - CONVEYING SYSTEMS
| good complete in all respects. |  |  |  |  | DIVISION 14 - CONVEYING SYSTEMS
| Coordinated shop drawings, composite, as built drawings, |  |  |  |  | DIVISION 14 - CONVEYING SYSTEMS
| instruction and maintenance manual, etc. |  |  |  |  | DIVISION 14 - CONVEYING SYSTEMS
DIVISION 14 - CONVEYING SYSTEMS
DIVISION 14 - CONVEYING SYSTEMS
DIVISION 14 - CONVEYING SYSTEMS
DIVISION 14 - CONVEYING SYSTEMS
DIVISION 14 - CONVEYING SYSTEMS
DIVISION 14 - CONVEYING SYSTEMS
DIVISION 14 - CONVEYING SYSTEMS
DIVISION 14 - CONVEYING SYSTEMS
DIVISION 14 - CONVEYING SYSTEMS
DIVISION 14 - CONVEYING SYSTEMS
DIVISION 14 - CONVEYING SYSTEMS
DIVISION 14 - CONVEYING SYSTEMS
| Total |  |  |  | 235569.748 | DIVISION 14 - CONVEYING SYSTEMS
| DIVISION 15 - MECHANICAL (H.V.A.C.) |  |  |  |  | DIVISION 15 - MECHANICAL (H.V.A.C.)
DIVISION 15 - MECHANICAL (H.V.A.C.)
DIVISION 15 - MECHANICAL (H.V.A.C.)
| The Contractor is referred to the specifications |  |  |  |  | DIVISION 15 - MECHANICAL (H.V.A.C.)
| and Drawings for all details related to this Division |  |  |  |  | DIVISION 15 - MECHANICAL (H.V.A.C.)
| of the works and he is to include for complying |  |  |  |  | DIVISION 15 - MECHANICAL (H.V.A.C.)
| with all the requirements, contained therein, |  |  |  |  | DIVISION 15 - MECHANICAL (H.V.A.C.)
| whether or not those are specifically mentioned |  |  |  |  | DIVISION 15 - MECHANICAL (H.V.A.C.)
| with in the items and to the approval of the |  |  |  |  | DIVISION 15 - MECHANICAL (H.V.A.C.)
| Superintendent. |  |  |  |  | DIVISION 15 - MECHANICAL (H.V.A.C.)
DIVISION 15 - MECHANICAL (H.V.A.C.)
| Provide, install and test the following equipment |  |  |  |  | DIVISION 15 - MECHANICAL (H.V.A.C.)
| and accessories as described for building |  |  |  |  | DIVISION 15 - MECHANICAL (H.V.A.C.)
| including shelter area |  |  |  |  | DIVISION 15 - MECHANICAL (H.V.A.C.)
DIVISION 15 - MECHANICAL (H.V.A.C.)
DIVISION 15 - MECHANICAL (H.V.A.C.)
| SECTION 15720 - AIR HANDLING UNITS |  |  |  |  | DIVISION 15 - MECHANICAL (H.V.A.C.)
DIVISION 15 - MECHANICAL (H.V.A.C.)
| Chilled water double skin air handling unit with |  |  |  |  | DIVISION 15 - MECHANICAL (H.V.A.C.)
| necessary sections including fan, cooling coil |  |  |  |  | DIVISION 15 - MECHANICAL (H.V.A.C.)
| bleed blowers, dust seperator, gravity dampers |  |  |  |  | DIVISION 15 - MECHANICAL (H.V.A.C.)
| for centrall units, dampers, heating/warm up cycle, |  |  |  |  | DIVISION 15 - MECHANICAL (H.V.A.C.)
| mixing box filters, sound attenuators, motor |  |  |  |  | DIVISION 15 - MECHANICAL (H.V.A.C.)
| and all accessories and sections described and |  |  |  |  | DIVISION 15 - MECHANICAL (H.V.A.C.)
| specified in technical specification sepcification/drawings. |  |  |  |  | DIVISION 15 - MECHANICAL (H.V.A.C.)
DIVISION 15 - MECHANICAL (H.V.A.C.)
DIVISION 15 - MECHANICAL (H.V.A.C.)
| AHU-B-01, 5,180 CFM and 170,400 Btu/hr |  |  |  |  | DIVISION 15 - MECHANICAL (H.V.A.C.)
Plan-MB-10474 | with DX Coil | No | 2 | 2852.38 | 5704.76 | DIVISION 15 - MECHANICAL (H.V.A.C.)
DIVISION 15 - MECHANICAL (H.V.A.C.)
Plan-MB-10475 | AHU-B-02, 4,100 CFM and 121,800 Btu/hr | No | 1 | 1986.86 | 1986.86 | DIVISION 15 - MECHANICAL (H.V.A.C.)
DIVISION 15 - MECHANICAL (H.V.A.C.)
Plan-MB-10476 | AHU-B-03, 4,910 CFM and 137,700 Btu/hr | No | 1 | 2294.4 | 2294.4 | DIVISION 15 - MECHANICAL (H.V.A.C.)
DIVISION 15 - MECHANICAL (H.V.A.C.)
Plan-MB-10477 | AHU-B-04, 4,230 CFM and 120,300 Btu/hr | No | 1 | 2015.65 | 2015.65 | DIVISION 15 - MECHANICAL (H.V.A.C.)
DIVISION 15 - MECHANICAL (H.V.A.C.)
Plan-MB-10478 | AHU-G-02, 7,650 CFM and 229,800 Btu/hr | No | 1 | 2317.33 | 2317.33 | DIVISION 15 - MECHANICAL (H.V.A.C.)
DIVISION 15 - MECHANICAL (H.V.A.C.)
Plan-MB-10479 | AHU-G-03, 12,880 CFM and 430,800 Btu/hr | No | 1 | 3635.58 | 3635.58 | DIVISION 15 - MECHANICAL (H.V.A.C.)
DIVISION 15 - MECHANICAL (H.V.A.C.)
Plan-MB-10480 | AHU-G-04, 20,490 CFM and 756,300 Btu/hr | No | 1 | 5340.17 | 5340.17 | DIVISION 15 - MECHANICAL (H.V.A.C.)
DIVISION 15 - MECHANICAL (H.V.A.C.)
DIVISION 15 - MECHANICAL (H.V.A.C.)
DIVISION 15 - MECHANICAL (H.V.A.C.)
[5 empty] | 23294.75 | DIVISION 15 - MECHANICAL (H.V.A.C.)
DIVISION 15 - MECHANICAL (H.V.A.C.)
DIVISION 15 - MECHANICAL (H.V.A.C.)
| DIVISION 15 - MECHANICAL (H.V.A.C.) |  |  |  |  | DIVISION 15 - MECHANICAL (H.V.A.C.)
DIVISION 15 - MECHANICAL (H.V.A.C.)
DIVISION 15 - MECHANICAL (H.V.A.C.)
| SECTION 15720 - AIR HANDLING UNITS |  |  |  |  | DIVISION 15 - MECHANICAL (H.V.A.C.)
DIVISION 15 - MECHANICAL (H.V.A.C.)
| AHU-R-01, 35,260 CFM and 1,205,700 Btu/hr with bleed |  |  |  |  | DIVISION 15 - MECHANICAL (H.V.A.C.)
Plan-MB-10481 | blower, dust seperator, fresh air louver, filter & motorized damper | No | 2 | 8291.08 | 16582.16 | DIVISION 15 - MECHANICAL (H.V.A.C.)
DIVISION 15 - MECHANICAL (H.V.A.C.)
| AHU-R-02, 33,740 CFM and 1,197,300 Btu/hr with bleed |  |  |  |  | DIVISION 15 - MECHANICAL (H.V.A.C.)
DIVISION 15 - MECHANICAL (H.V.A.C.)
Plan-MB-10482 | blower, dust seperator, fresh air louver, filter & motorized damper | No | 2 | 7487.47 | 14974.94 | DIVISION 15 - MECHANICAL (H.V.A.C.)
DIVISION 15 - MECHANICAL (H.V.A.C.)
| AHU-R-03, 31,800 CFM and 1,058,100 Btu/hr with bleed |  |  |  |  | DIVISION 15 - MECHANICAL (H.V.A.C.)
Plan-MB-10483 | blower, dust seperator, fresh air louver, filter & motorized damper | No | 2 | 7487.47 | 14974.94 | DIVISION 15 - MECHANICAL (H.V.A.C.)
DIVISION 15 - MECHANICAL (H.V.A.C.)
| AHU-R-04, 37,850 CFM and 1,269,000 Btu/hr with bleed |  |  |  |  | DIVISION 15 - MECHANICAL (H.V.A.C.)
Plan-MB-10484 | blower, dust seperator, fresh air louver, filter & motorized damper | No | 2 | 8320.48 | 16640.96 | DIVISION 15 - MECHANICAL (H.V.A.C.)
DIVISION 15 - MECHANICAL (H.V.A.C.)
| AHU-R-05, 9,010 CFM and 314,100 Btu/hr with heating, bleed |  |  |  |  | DIVISION 15 - MECHANICAL (H.V.A.C.)
Plan-MB-10485 | blower, dust seperator, fresh air louver, filter & motorized damper | No | 2 | 2773.99 | 5547.98 | DIVISION 15 - MECHANICAL (H.V.A.C.)
DIVISION 15 - MECHANICAL (H.V.A.C.)
| AHU-R-06, 11,250 CFM and 398,100 Btu/hr with heating, bleed |  |  |  |  | DIVISION 15 - MECHANICAL (H.V.A.C.)
Plan-MB-10486 | blower, dust seperator, fresh air louver, filter & motorized damper | No | 2 | 3420.12 | 6840.24 | DIVISION 15 - MECHANICAL (H.V.A.C.)
DIVISION 15 - MECHANICAL (H.V.A.C.)
| AHU-R-07, 4,730 CFM and 168,900 Btu/hr with heating, bleed |  |  |  |  | DIVISION 15 - MECHANICAL (H.V.A.C.)
Plan-MB-10487 | blower, dust seperator, fresh air louver, filter & motorized damper | No | 2 | 2015.65 | 4031.3 | DIVISION 15 - MECHANICAL (H.V.A.C.)
DIVISION 15 - MECHANICAL (H.V.A.C.)
DIVISION 15 - MECHANICAL (H.V.A.C.)
DIVISION 15 - MECHANICAL (H.V.A.C.)
DIVISION 15 - MECHANICAL (H.V.A.C.)
DIVISION 15 - MECHANICAL (H.V.A.C.)
DIVISION 15 - MECHANICAL (H.V.A.C.)
DIVISION 15 - MECHANICAL (H.V.A.C.)
DIVISION 15 - MECHANICAL (H.V.A.C.)
DIVISION 15 - MECHANICAL (H.V.A.C.)
DIVISION 15 - MECHANICAL (H.V.A.C.)
DIVISION 15 - MECHANICAL (H.V.A.C.)
DIVISION 15 - MECHANICAL (H.V.A.C.)
DIVISION 15 - MECHANICAL (H.V.A.C.)
DIVISION 15 - MECHANICAL (H.V.A.C.)
DIVISION 15 - MECHANICAL (H.V.A.C.)
DIVISION 15 - MECHANICAL (H.V.A.C.)
DIVISION 15 - MECHANICAL (H.V.A.C.)
DIVISION 15 - MECHANICAL (H.V.A.C.)
[5 empty] | 79592.52 | DIVISION 15 - MECHANICAL (H.V.A.C.)
DIVISION 15 - MECHANICAL (H.V.A.C.)
DIVISION 15 - MECHANICAL (H.V.A.C.)
| DIVISION 15 - MECHANICAL (H.V.A.C.) |  |  |  |  | DIVISION 15 - MECHANICAL (H.V.A.C.)
DIVISION 15 - MECHANICAL (H.V.A.C.)
DIVISION 15 - MECHANICAL (H.V.A.C.)
| SECTION 15800 - VARIABLE AIR VOLUME BOXES |  |  |  |  | DIVISION 15 - MECHANICAL (H.V.A.C.)
DIVISION 15 - MECHANICAL (H.V.A.C.)
| Double skin variable air volume boxed (VAV |  |  |  |  | DIVISION 15 - MECHANICAL (H.V.A.C.)
| box) shut off tpe, complete with volume control |  |  |  |  | DIVISION 15 - MECHANICAL (H.V.A.C.)
| damper (VCD) before each VAV, built in elect. |  |  |  |  | DIVISION 15 - MECHANICAL (H.V.A.C.)
| heating coil and required access doors as described |  |  |  |  | DIVISION 15 - MECHANICAL (H.V.A.C.)
| in specification and drawings including necessary |  |  |  |  | DIVISION 15 - MECHANICAL (H.V.A.C.)
| access panels in the box for access of air valve. |  |  |  |  | DIVISION 15 - MECHANICAL (H.V.A.C.)
DIVISION 15 - MECHANICAL (H.V.A.C.)
DIVISION 15 - MECHANICAL (H.V.A.C.)
Plan-MB-10488 | VAV-B, (0-400 CFM) without reheat | No | 4 | 40.55 | 162.2 | DIVISION 15 - MECHANICAL (H.V.A.C.)
DIVISION 15 - MECHANICAL (H.V.A.C.)
Plan-MB-10489 | VAV-B, (0-400 CFM) with 1.00kW with reheat | No | 18 | 54.07 | 973.26 | DIVISION 15 - MECHANICAL (H.V.A.C.)
DIVISION 15 - MECHANICAL (H.V.A.C.)
Plan-MB-10490 | VAV-C, (0-600 CFM) without reheat | No | 30 | 43.25 | 1297.5 | DIVISION 15 - MECHANICAL (H.V.A.C.)
DIVISION 15 - MECHANICAL (H.V.A.C.)
Plan-MB-10491 | VAV-C, (0-600 CFM) with 1.00kW with reheat | No | 58 | 56.77 | 3292.66 | DIVISION 15 - MECHANICAL (H.V.A.C.)
DIVISION 15 - MECHANICAL (H.V.A.C.)
Plan-MB-10492 | VAV-D, (0-800 CFM) without reheat | No | 24 | 43.25 | 1038 | DIVISION 15 - MECHANICAL (H.V.A.C.)
DIVISION 15 - MECHANICAL (H.V.A.C.)
Plan-MB-10493 | VAV-D, (0-800 CFM) with 1.50kW with reheat | No | 38 | 60.83 | 2311.54 | DIVISION 15 - MECHANICAL (H.V.A.C.)
DIVISION 15 - MECHANICAL (H.V.A.C.)
Plan-MB-10494 | VAV-E, (0-1000 CFM) without reheat | No | 18 | 47.31 | 851.58 | DIVISION 15 - MECHANICAL (H.V.A.C.)
DIVISION 15 - MECHANICAL (H.V.A.C.)
Plan-MB-10495 | VAV-E, (0-1000 CFM) with 1.5kW with reheat | No | 24 | 60.83 | 1459.92 | DIVISION 15 - MECHANICAL (H.V.A.C.)
DIVISION 15 - MECHANICAL (H.V.A.C.)
Plan-MB-10496 | VAV-F, (0-1200 CFM) without reheat | No | 29 | 47.31 | 1371.99 | DIVISION 15 - MECHANICAL (H.V.A.C.)
DIVISION 15 - MECHANICAL (H.V.A.C.)
Plan-MB-10497 | VAV-F, (0-1200 CFM) with 2.00kW with reheat | No | 24 | 67.59 | 1622.16 | DIVISION 15 - MECHANICAL (H.V.A.C.)
DIVISION 15 - MECHANICAL (H.V.A.C.)
Plan-MB-10498 | VAV-G, (0-1400 CFM) without reheat | No | 21 | 54.07 | 1135.47 | DIVISION 15 - MECHANICAL (H.V.A.C.)
DIVISION 15 - MECHANICAL (H.V.A.C.)
Plan-MB-10499 | VAV-H, (0-1600 CFM) without reheat | No | 15 | 74.34 | 1115.1 | DIVISION 15 - MECHANICAL (H.V.A.C.)
DIVISION 15 - MECHANICAL (H.V.A.C.)
Plan-MB-10500 | VAV-H, (0-1600 CFM) with 2.5kW with reheat | No | 12 | 94.62 | 1135.44 | DIVISION 15 - MECHANICAL (H.V.A.C.)
DIVISION 15 - MECHANICAL (H.V.A.C.)
DIVISION 15 - MECHANICAL (H.V.A.C.)
DIVISION 15 - MECHANICAL (H.V.A.C.)
DIVISION 15 - MECHANICAL (H.V.A.C.)
DIVISION 15 - MECHANICAL (H.V.A.C.)
DIVISION 15 - MECHANICAL (H.V.A.C.)
[5 empty] | 17766.82 | DIVISION 15 - MECHANICAL (H.V.A.C.)
DIVISION 15 - MECHANICAL (H.V.A.C.)
DIVISION 15 - MECHANICAL (H.V.A.C.)
| DIVISION 15 - MECHANICAL (H.V.A.C.) |  |  |  |  | DIVISION 15 - MECHANICAL (H.V.A.C.)
DIVISION 15 - MECHANICAL (H.V.A.C.)
DIVISION 15 - MECHANICAL (H.V.A.C.)
| SECTION 15800 - VARIABLE AIR VOLUME BOXES |  |  |  |  | DIVISION 15 - MECHANICAL (H.V.A.C.)
DIVISION 15 - MECHANICAL (H.V.A.C.)
Plan-MB-10501 | VAV-I, (0-1800 CFM) without reheat | No | 5 | 90.51 | 452.55 | DIVISION 15 - MECHANICAL (H.V.A.C.)
DIVISION 15 - MECHANICAL (H.V.A.C.)
Plan-MB-10502 | VAV-I (0-1800 CFM) with 2.5kW with reheat | No | 8 | 114.9 | 919.2 | DIVISION 15 - MECHANICAL (H.V.A.C.)
DIVISION 15 - MECHANICAL (H.V.A.C.)
Plan-MB-10503 | VAV-J (0-2000 CFM) without reheat | No | 14 | 101.38 | 1419.32 | DIVISION 15 - MECHANICAL (H.V.A.C.)
DIVISION 15 - MECHANICAL (H.V.A.C.)
Plan-MB-10504 | VAV-J (0-2000 CFM) with 3.0kW with reheat | No | 12 | 121.66 | 1459.92 | DIVISION 15 - MECHANICAL (H.V.A.C.)
DIVISION 15 - MECHANICAL (H.V.A.C.)
| SECTION 15920 - SOUND ATTENUATORS |  |  |  |  | DIVISION 15 - MECHANICAL (H.V.A.C.)
DIVISION 15 - MECHANICAL (H.V.A.C.)
DIVISION 15 - MECHANICAL (H.V.A.C.)
| Sound Attenuators (SAT) sized to provide |  |  |  |  | DIVISION 15 - MECHANICAL (H.V.A.C.)
| 35NC inside office area with all required |  |  |  |  | DIVISION 15 - MECHANICAL (H.V.A.C.)
| accessories with 0.15 IWG max. air pressure |  |  |  |  | DIVISION 15 - MECHANICAL (H.V.A.C.)
Plan-MB-10505 | drop | Item | LS | 8534.03 | 8534.03 | DIVISION 15 - MECHANICAL (H.V.A.C.)
DIVISION 15 - MECHANICAL (H.V.A.C.)
| CROSS TALK ATTENUATOR |  |  |  |  | DIVISION 15 - MECHANICAL (H.V.A.C.)
DIVISION 15 - MECHANICAL (H.V.A.C.)
Plan-MB-10506 | CTA-03, 330-410 CFM | No | 1 | 51.72 | 51.72 | DIVISION 15 - MECHANICAL (H.V.A.C.)
DIVISION 15 - MECHANICAL (H.V.A.C.)
Plan-MB-10507 | CTA-04, 410-500 CFM | No | 3 | 67.23 | 201.69 | DIVISION 15 - MECHANICAL (H.V.A.C.)
DIVISION 15 - MECHANICAL (H.V.A.C.)
Plan-MB-10508 | CTA-05, 500-580 CFM | No | 11 | 77.58 | 853.38 | DIVISION 15 - MECHANICAL (H.V.A.C.)
DIVISION 15 - MECHANICAL (H.V.A.C.)
Plan-MB-10509 | CTA-06, 580-660 CFM | No | 9 | 80.16 | 721.44 | DIVISION 15 - MECHANICAL (H.V.A.C.)
DIVISION 15 - MECHANICAL (H.V.A.C.)
Plan-MB-10510 | CTA-07, 660-750 CFM | No | 13 | 80.16 | 1042.08 | DIVISION 15 - MECHANICAL (H.V.A.C.)
DIVISION 15 - MECHANICAL (H.V.A.C.)
Plan-MB-10511 | CTA-08, 750-830 CFM | No | 13 | 80.16 | 1042.08 | DIVISION 15 - MECHANICAL (H.V.A.C.)
DIVISION 15 - MECHANICAL (H.V.A.C.)
Plan-MB-10512 | CTA-09, 830-910 CFM | No | 3 | 84.04 | 252.12 | DIVISION 15 - MECHANICAL (H.V.A.C.)
DIVISION 15 - MECHANICAL (H.V.A.C.)
Plan-MB-10513 | CTA-10, 910-1000 CFM | No | 8 | 84.04 | 672.32 | DIVISION 15 - MECHANICAL (H.V.A.C.)
DIVISION 15 - MECHANICAL (H.V.A.C.)
DIVISION 15 - MECHANICAL (H.V.A.C.)
DIVISION 15 - MECHANICAL (H.V.A.C.)
DIVISION 15 - MECHANICAL (H.V.A.C.)
DIVISION 15 - MECHANICAL (H.V.A.C.)
DIVISION 15 - MECHANICAL (H.V.A.C.)
[5 empty] | 17621.85 | DIVISION 15 - MECHANICAL (H.V.A.C.)
DIVISION 15 - MECHANICAL (H.V.A.C.)
DIVISION 15 - MECHANICAL (H.V.A.C.)
| DIVISION 15 - MECHANICAL (H.V.A.C.) |  |  |  |  | DIVISION 15 - MECHANICAL (H.V.A.C.)
DIVISION 15 - MECHANICAL (H.V.A.C.)
DIVISION 15 - MECHANICAL (H.V.A.C.)
| SECTION 15840 - TERMINAL UNITS |  |  |  |  | DIVISION 15 - MECHANICAL (H.V.A.C.)
DIVISION 15 - MECHANICAL (H.V.A.C.)
| Chilled water fan coil unit including built in Elect. |  |  |  |  | DIVISION 15 - MECHANICAL (H.V.A.C.)
| Elect. Heating coil and all accessories as specified: |  |  |  |  | DIVISION 15 - MECHANICAL (H.V.A.C.)
| in ther technical specification and drawings. |  |  |  |  | DIVISION 15 - MECHANICAL (H.V.A.C.)
DIVISION 15 - MECHANICAL (H.V.A.C.)
Plan-MB-10514 | FCU-B-01, 550 CFM, 15,300 BTU/hr | No | 1 | 151.28 | 151.28 | DIVISION 15 - MECHANICAL (H.V.A.C.)
DIVISION 15 - MECHANICAL (H.V.A.C.)
Plan-MB-10515 | FCU-B-02, 940 CFM, 19,200 BTU/hr | No | 2 | 232.74 | 465.48 | DIVISION 15 - MECHANICAL (H.V.A.C.)
DIVISION 15 - MECHANICAL (H.V.A.C.)
Plan-MB-10516 | FCU-B-03, 1,020 CFM, 23,400 BTU/hr | No | 2 | 232.74 | 465.48 | DIVISION 15 - MECHANICAL (H.V.A.C.)
DIVISION 15 - MECHANICAL (H.V.A.C.)
Plan-MB-10517 | FCU-B-04, 520 CFM, 12,000 BTU/hr | No | 1 | 151.28 | 151.28 | DIVISION 15 - MECHANICAL (H.V.A.C.)
DIVISION 15 - MECHANICAL (H.V.A.C.)
Plan-MB-10518 | FCU-B-05, 730 CFM, 18,900 BTU/hr | No | 1 | 226.92 | 226.92 | DIVISION 15 - MECHANICAL (H.V.A.C.)
DIVISION 15 - MECHANICAL (H.V.A.C.)
Plan-MB-10519 | FCU-B-06, 750 CFM, 20,100 BTU/hr | No | 2 | 226.92 | 453.84 | DIVISION 15 - MECHANICAL (H.V.A.C.)
DIVISION 15 - MECHANICAL (H.V.A.C.)
Plan-MB-10520 | FCU-B-07, 1310 CFM, 29,700 BTU/hr | No | 1 | 290.93 | 290.93 | DIVISION 15 - MECHANICAL (H.V.A.C.)
DIVISION 15 - MECHANICAL (H.V.A.C.)
| FCU-S-01, 810 CFM, 18,300 BTU/hr with |  |  |  |  | DIVISION 15 - MECHANICAL (H.V.A.C.)
Plan-MB-10521 | heating coil. | No | 1 | 145.99 | 145.99 | DIVISION 15 - MECHANICAL (H.V.A.C.)
DIVISION 15 - MECHANICAL (H.V.A.C.)
| FCU-S-02, 650 CFM, 14,700 BTU/hr with |  |  |  |  | DIVISION 15 - MECHANICAL (H.V.A.C.)
Plan-MB-10522 | heating coil | No | 1 | 114.25 | 114.25 | DIVISION 15 - MECHANICAL (H.V.A.C.)
DIVISION 15 - MECHANICAL (H.V.A.C.)
| FCU-S-03, 680 CFM, 15,300 BTU/hr with |  |  |  |  | DIVISION 15 - MECHANICAL (H.V.A.C.)
Plan-MB-10523 | heating coil | No | 1 | 114.25 | 114.25 | DIVISION 15 - MECHANICAL (H.V.A.C.)
DIVISION 15 - MECHANICAL (H.V.A.C.)
| FCU-S-04, 720 CFM, 16,500 BTU/hr with |  |  |  |  | DIVISION 15 - MECHANICAL (H.V.A.C.)
Plan-MB-10524 | heating coil | No | 1 | 139.91 | 139.91 | DIVISION 15 - MECHANICAL (H.V.A.C.)
DIVISION 15 - MECHANICAL (H.V.A.C.)
| FCU-S-05, 790 CFM, 18,300 BTU/hr with |  |  |  |  | DIVISION 15 - MECHANICAL (H.V.A.C.)
Plan-MB-10525 | heating coil | No | 1 | 139.91 | 139.91 | DIVISION 15 - MECHANICAL (H.V.A.C.)
DIVISION 15 - MECHANICAL (H.V.A.C.)
Plan-MB-10526 | FCU-R-01, 640 CFM, 12,900 BTU/hr | No | 2 | 221.1 | 442.2 | DIVISION 15 - MECHANICAL (H.V.A.C.)
DIVISION 15 - MECHANICAL (H.V.A.C.)
Plan-MB-10527 | FCU-R-02, 520 CFM, 10,500 BTU/hr | No | 1 | 151.28 | 151.28 | DIVISION 15 - MECHANICAL (H.V.A.C.)
DIVISION 15 - MECHANICAL (H.V.A.C.)
DIVISION 15 - MECHANICAL (H.V.A.C.)
DIVISION 15 - MECHANICAL (H.V.A.C.)
[5 empty] | 3453 | DIVISION 15 - MECHANICAL (H.V.A.C.)
DIVISION 15 - MECHANICAL (H.V.A.C.)
DIVISION 15 - MECHANICAL (H.V.A.C.)
| DIVISION 15 - MECHANICAL (H.V.A.C.) |  |  |  |  | DIVISION 15 - MECHANICAL (H.V.A.C.)
DIVISION 15 - MECHANICAL (H.V.A.C.)
DIVISION 15 - MECHANICAL (H.V.A.C.)
| SECTION 15840 - TERMINAL UNITS |  |  |  |  | DIVISION 15 - MECHANICAL (H.V.A.C.)
DIVISION 15 - MECHANICAL (H.V.A.C.)
Plan-MB-10528 | FCU-R-03, 520 CFM, 10,500 BTU/hr | No | 1 | 158.16 | 158.16 | DIVISION 15 - MECHANICAL (H.V.A.C.)
DIVISION 15 - MECHANICAL (H.V.A.C.)
| SECTION 15790 - ELECTRICAL HEATING COILS |  |  |  |  | DIVISION 15 - MECHANICAL (H.V.A.C.)
DIVISION 15 - MECHANICAL (H.V.A.C.)
DIVISION 15 - MECHANICAL (H.V.A.C.)
| Heating coil section in AHU(s), FCU(s) and VAV(s) |  |  |  |  | DIVISION 15 - MECHANICAL (H.V.A.C.)
| including all the accessories, controls and connections |  |  |  |  | DIVISION 15 - MECHANICAL (H.V.A.C.)
| as described in technicalspecification and drawings. |  |  |  |  | DIVISION 15 - MECHANICAL (H.V.A.C.)
DIVISION 15 - MECHANICAL (H.V.A.C.)
Plan-MB-10529 | Kw 1.00 for FCU(s) | No | 5 | 8049.14 | 8049.14 | DIVISION 15 - MECHANICAL (H.V.A.C.)
DIVISION 15 - MECHANICAL (H.V.A.C.)
| Kw 1.00 for VAV(s) | No | 76 |  |  | DIVISION 15 - MECHANICAL (H.V.A.C.)
DIVISION 15 - MECHANICAL (H.V.A.C.)
| Kw 1.50 for VAV(s) | No | 60 |  |  | DIVISION 15 - MECHANICAL (H.V.A.C.)
DIVISION 15 - MECHANICAL (H.V.A.C.)
| Kw 2.00 for VAV(s) | No | 41 |  |  | DIVISION 15 - MECHANICAL (H.V.A.C.)
DIVISION 15 - MECHANICAL (H.V.A.C.)
| Kw 2.50 for VAV(s) | No | 19 |  |  | DIVISION 15 - MECHANICAL (H.V.A.C.)
DIVISION 15 - MECHANICAL (H.V.A.C.)
| Kw 3.00 for VAV(s) | No | 12 |  |  | DIVISION 15 - MECHANICAL (H.V.A.C.)
DIVISION 15 - MECHANICAL (H.V.A.C.)
| Kw 6.00 for AHU(s) | No | 2 |  |  | DIVISION 15 - MECHANICAL (H.V.A.C.)
DIVISION 15 - MECHANICAL (H.V.A.C.)
| Kw 12.00 for AHU(s) | No | 4 |  |  | DIVISION 15 - MECHANICAL (H.V.A.C.)
DIVISION 15 - MECHANICAL (H.V.A.C.)
DIVISION 15 - MECHANICAL (H.V.A.C.)
DIVISION 15 - MECHANICAL (H.V.A.C.)
DIVISION 15 - MECHANICAL (H.V.A.C.)
DIVISION 15 - MECHANICAL (H.V.A.C.)
DIVISION 15 - MECHANICAL (H.V.A.C.)
DIVISION 15 - MECHANICAL (H.V.A.C.)
DIVISION 15 - MECHANICAL (H.V.A.C.)
DIVISION 15 - MECHANICAL (H.V.A.C.)
DIVISION 15 - MECHANICAL (H.V.A.C.)
DIVISION 15 - MECHANICAL (H.V.A.C.)
DIVISION 15 - MECHANICAL (H.V.A.C.)
DIVISION 15 - MECHANICAL (H.V.A.C.)
DIVISION 15 - MECHANICAL (H.V.A.C.)
DIVISION 15 - MECHANICAL (H.V.A.C.)
[5 empty] | 8207.3 | DIVISION 15 - MECHANICAL (H.V.A.C.)
DIVISION 15 - MECHANICAL (H.V.A.C.)
DIVISION 15 - MECHANICAL (H.V.A.C.)
| DIVISION 15 - MECHANICAL (H.V.A.C.) |  |  |  |  | DIVISION 15 - MECHANICAL (H.V.A.C.)
DIVISION 15 - MECHANICAL (H.V.A.C.)
| SECTION 15830 - AIR DISTRIBUTION EQUIPMENT/FANS |  |  |  |  | DIVISION 15 - MECHANICAL (H.V.A.C.)
DIVISION 15 - MECHANICAL (H.V.A.C.)
| Duct mounted ventilation fans including all |  |  |  |  | DIVISION 15 - MECHANICAL (H.V.A.C.)
| controls, sound attenuators, accessories, |  |  |  |  | DIVISION 15 - MECHANICAL (H.V.A.C.)
| connections, supports etc. as specified |  |  |  |  | DIVISION 15 - MECHANICAL (H.V.A.C.)
| and shown on the drawings. |  |  |  |  | DIVISION 15 - MECHANICAL (H.V.A.C.)
DIVISION 15 - MECHANICAL (H.V.A.C.)
Plan-MB-10530 | EE-B-01, Van axial, 15,000 CFM | No | 4 | 1124.94 | 4499.76 | DIVISION 15 - MECHANICAL (H.V.A.C.)
DIVISION 15 - MECHANICAL (H.V.A.C.)
Plan-MB-10531 | EE-B-02, Centrifugal inline, 530 CFM | No | 1 | 70.29 | 70.29 | DIVISION 15 - MECHANICAL (H.V.A.C.)
DIVISION 15 - MECHANICAL (H.V.A.C.)
Plan-MB-10532 | EF-G-01, Van axial, 1,900 CFM | No | 6 | 362.05 | 2172.3 | DIVISION 15 - MECHANICAL (H.V.A.C.)
DIVISION 15 - MECHANICAL (H.V.A.C.)
Plan-MB-10533 | ES-B-01, Van axial, 15,000 CFM | No | 4 | 646.51 | 2586.04 | DIVISION 15 - MECHANICAL (H.V.A.C.)
DIVISION 15 - MECHANICAL (H.V.A.C.)
Plan-MB-10534 | FA-B-01, Van axial, 1,150 CFM with filter box | No | 1 | 129.3 | 129.3 | DIVISION 15 - MECHANICAL (H.V.A.C.)
DIVISION 15 - MECHANICAL (H.V.A.C.)
| FA-R-01, Van axial, 3,685 CFM with filter box |  |  |  |  | DIVISION 15 - MECHANICAL (H.V.A.C.)
Plan-MB-10535 | and motorized ON/OFF damper | No | 1 | 450.5 | 450.5 | DIVISION 15 - MECHANICAL (H.V.A.C.)
DIVISION 15 - MECHANICAL (H.V.A.C.)
| FA-R-02, Van axial, 160 CFM with filter box |  |  |  |  | DIVISION 15 - MECHANICAL (H.V.A.C.)
Plan-MB-10536 | and motorized ON/OFF damper | No | 1 | 174.56 | 174.56 | DIVISION 15 - MECHANICAL (H.V.A.C.)
DIVISION 15 - MECHANICAL (H.V.A.C.)
| KS-G-01A, Van axial, 7,000 CFM with filter box |  |  |  |  | DIVISION 15 - MECHANICAL (H.V.A.C.)
Plan-MB-10537 | and motorized ON/OFF damper | No | 1 | 675.9 | 675.9 | DIVISION 15 - MECHANICAL (H.V.A.C.)
DIVISION 15 - MECHANICAL (H.V.A.C.)
| KS-G-01B, Van axial, 2,400 CFM with filter box |  |  |  |  | DIVISION 15 - MECHANICAL (H.V.A.C.)
Plan-MB-10538 | and motorized ON/OFF damper | No | 1 | 473.13 | 473.13 | DIVISION 15 - MECHANICAL (H.V.A.C.)
DIVISION 15 - MECHANICAL (H.V.A.C.)
Plan-MB-10539 | LE-G-02, wall mounted, 225 CFM | No | 1 | 47.31 | 47.31 | DIVISION 15 - MECHANICAL (H.V.A.C.)
DIVISION 15 - MECHANICAL (H.V.A.C.)
Plan-MB-10540 | VE-R-01, Duct mounted twin cabinet, 610 CFM | No | 1 | 337.95 | 337.95 | DIVISION 15 - MECHANICAL (H.V.A.C.)
DIVISION 15 - MECHANICAL (H.V.A.C.)
Plan-MB-10541 | KE-R-01A, Van axial, 13,000 CFM | No | 1 | 581.86 | 581.86 | DIVISION 15 - MECHANICAL (H.V.A.C.)
DIVISION 15 - MECHANICAL (H.V.A.C.)
Plan-MB-10542 | KE-R-01B, Van axial, 4,500 CFM | No | 1 | 491.35 | 491.35 | DIVISION 15 - MECHANICAL (H.V.A.C.)
DIVISION 15 - MECHANICAL (H.V.A.C.)
Plan-MB-10543 | KE-R-02, Van axial, 510 CFM | No | 1 | 114.9 | 114.9 | DIVISION 15 - MECHANICAL (H.V.A.C.)
DIVISION 15 - MECHANICAL (H.V.A.C.)
Plan-MB-10544 | KE-R-03, Van axial, 420 CFM | No | 1 | 114.9 | 114.9 | DIVISION 15 - MECHANICAL (H.V.A.C.)
DIVISION 15 - MECHANICAL (H.V.A.C.)
Plan-MB-10545 | KE-R-04, Van axial, 270 CFM | No | 1 | 84.63 | 84.63 | DIVISION 15 - MECHANICAL (H.V.A.C.)
DIVISION 15 - MECHANICAL (H.V.A.C.)
Plan-MB-10546 | KE-R-05, Van axial, 180 CFM | No | 1 | 73.35 | 73.35 | DIVISION 15 - MECHANICAL (H.V.A.C.)
DIVISION 15 - MECHANICAL (H.V.A.C.)
Plan-MB-10547 | KE-R-06, Van axial, 130 CFM | No | 1 | 73.35 | 73.35 | DIVISION 15 - MECHANICAL (H.V.A.C.)
DIVISION 15 - MECHANICAL (H.V.A.C.)
[5 empty] | 13151.38 | DIVISION 15 - MECHANICAL (H.V.A.C.)
DIVISION 15 - MECHANICAL (H.V.A.C.)
DIVISION 15 - MECHANICAL (H.V.A.C.)
| DIVISION 15 - MECHANICAL (H.V.A.C.) |  |  |  |  | DIVISION 15 - MECHANICAL (H.V.A.C.)
DIVISION 15 - MECHANICAL (H.V.A.C.)
DIVISION 15 - MECHANICAL (H.V.A.C.)
| SECTION 15830 - AIR DISTRIBUTION EQUIPMENT/FANS |  |  |  |  | DIVISION 15 - MECHANICAL (H.V.A.C.)
DIVISION 15 - MECHANICAL (H.V.A.C.)
Plan-MB-10548 | TE-R-01, Duct mounted twin cabinet, 1,970 CFM | No | 1 | 474.11 | 474.11 | DIVISION 15 - MECHANICAL (H.V.A.C.)
DIVISION 15 - MECHANICAL (H.V.A.C.)
Plan-MB-10549 | TE-R-02, Duct mounted twin cabinet, 1,210 CFM | No | 1 | 474.11 | 474.11 | DIVISION 15 - MECHANICAL (H.V.A.C.)
DIVISION 15 - MECHANICAL (H.V.A.C.)
Plan-MB-10550 | TE-R-03, Duct mounted twin cabinet, 1,180 CFM | No | 1 | 474.11 | 474.11 | DIVISION 15 - MECHANICAL (H.V.A.C.)
DIVISION 15 - MECHANICAL (H.V.A.C.)
Plan-MB-10551 | TE-R-04, Duct mounted twin cabinet, 920 CFM | No | 1 | 456.33 | 456.33 | DIVISION 15 - MECHANICAL (H.V.A.C.)
DIVISION 15 - MECHANICAL (H.V.A.C.)
Plan-MB-10552 | TE-R-05, Duct mounted twin cabinet, 860 CFM | No | 1 | 456.33 | 456.33 | DIVISION 15 - MECHANICAL (H.V.A.C.)
DIVISION 15 - MECHANICAL (H.V.A.C.)
Plan-MB-10553 | TE-R-06, Duct mounted twin cabinet, 720 CFM | No | 1 | 456.33 | 456.33 | DIVISION 15 - MECHANICAL (H.V.A.C.)
DIVISION 15 - MECHANICAL (H.V.A.C.)
Plan-MB-10554 | TE-R-07, Duct mounted twin cabinet, 730 CFM | No | 1 | 456.33 | 456.33 | DIVISION 15 - MECHANICAL (H.V.A.C.)
DIVISION 15 - MECHANICAL (H.V.A.C.)
Plan-MB-10555 | TE-R-08, Duct mounted twin cabinet, 780 CFM | No | 1 | 456.33 | 456.33 | DIVISION 15 - MECHANICAL (H.V.A.C.)
DIVISION 15 - MECHANICAL (H.V.A.C.)
Plan-MB-10556 | TE-R-09, Duct mounted twin cabinet, 400 CFM | No | 1 | 444.48 | 444.48 | DIVISION 15 - MECHANICAL (H.V.A.C.)
DIVISION 15 - MECHANICAL (H.V.A.C.)
Plan-MB-10557 | TE-R-10, Duct mounted twin cabinet, 820 CFM | No | 1 | 456.33 | 456.33 | DIVISION 15 - MECHANICAL (H.V.A.C.)
DIVISION 15 - MECHANICAL (H.V.A.C.)
Plan-MB-10558 | TE-R-11, Duct mounted twin cabinet, 260 CFM | No | 1 | 414.84 | 414.84 | DIVISION 15 - MECHANICAL (H.V.A.C.)
DIVISION 15 - MECHANICAL (H.V.A.C.)
Plan-MB-10559 | TE-R-12, Duct mounted twin cabinet, 280 CFM | No | 1 | 414.84 | 414.84 | DIVISION 15 - MECHANICAL (H.V.A.C.)
DIVISION 15 - MECHANICAL (H.V.A.C.)
DIVISION 15 - MECHANICAL (H.V.A.C.)
| SMOKE EXHAUST SYSTEM FANS |  |  |  |  | DIVISION 15 - MECHANICAL (H.V.A.C.)
DIVISION 15 - MECHANICAL (H.V.A.C.)
Plan-MB-10560 | SE-B-01, Van axial, 15,000 CFM | No | 2 | 1043.04 | 2086.08 | DIVISION 15 - MECHANICAL (H.V.A.C.)
DIVISION 15 - MECHANICAL (H.V.A.C.)
Plan-MB-10561 | SE-R-01, Van axial, 27,000 CFM | No | 12 | 1481.6 | 17779.2 | DIVISION 15 - MECHANICAL (H.V.A.C.)
DIVISION 15 - MECHANICAL (H.V.A.C.)
Plan-MB-10562 | SS-B-01, Van axial, 7,500 CFM | No | 2 | 592.64 | 1185.28 | DIVISION 15 - MECHANICAL (H.V.A.C.)
DIVISION 15 - MECHANICAL (H.V.A.C.)
Plan-MB-10563 | SS-R-01, Van axial, 7,500 CFM | No | 2 | 592.64 | 1185.28 | DIVISION 15 - MECHANICAL (H.V.A.C.)
DIVISION 15 - MECHANICAL (H.V.A.C.)
DIVISION 15 - MECHANICAL (H.V.A.C.)
DIVISION 15 - MECHANICAL (H.V.A.C.)
DIVISION 15 - MECHANICAL (H.V.A.C.)
DIVISION 15 - MECHANICAL (H.V.A.C.)
[5 empty] | 27670.31 | DIVISION 15 - MECHANICAL (H.V.A.C.)
DIVISION 15 - MECHANICAL (H.V.A.C.)
DIVISION 15 - MECHANICAL (H.V.A.C.)
| DIVISION 15 - MECHANICAL (H.V.A.C.) |  |  |  |  | DIVISION 15 - MECHANICAL (H.V.A.C.)
DIVISION 15 - MECHANICAL (H.V.A.C.)
DIVISION 15 - MECHANICAL (H.V.A.C.)
| SECTION 15730 - DX COOLING UNIT |  |  |  |  | DIVISION 15 - MECHANICAL (H.V.A.C.)
| SECTION 15720 - AIR HANDLING UNITS |  |  |  |  | DIVISION 15 - MECHANICAL (H.V.A.C.)
| CONDITIONING UNITS |  |  |  |  | DIVISION 15 - MECHANICAL (H.V.A.C.)
DIVISION 15 - MECHANICAL (H.V.A.C.)
DIVISION 15 - MECHANICAL (H.V.A.C.)
| Shelter area A/C split unit with DX and chilled |  |  |  |  | DIVISION 15 - MECHANICAL (H.V.A.C.)
| water coils as specified and shown complete |  |  |  |  | DIVISION 15 - MECHANICAL (H.V.A.C.)
| with evaporator unit, condensing unit, refrigent |  |  |  |  | DIVISION 15 - MECHANICAL (H.V.A.C.)
| piping with insulation, fittings, control, air filters, |  |  |  |  | DIVISION 15 - MECHANICAL (H.V.A.C.)
| thermostates, wiring and all other required |  |  |  |  | DIVISION 15 - MECHANICAL (H.V.A.C.)
| accessories, as per spec and Ministry of Defence |  |  |  |  | DIVISION 15 - MECHANICAL (H.V.A.C.)
| regulation including chilled water coil with complete |  |  |  |  | DIVISION 15 - MECHANICAL (H.V.A.C.)
| accessories and control. |  |  |  |  | DIVISION 15 - MECHANICAL (H.V.A.C.)
DIVISION 15 - MECHANICAL (H.V.A.C.)
Plan-MB-10564 | CU-B-01/AHU-B-01, 5,180 CFM, 170,400 Btu/hr | No | 2 | 2346.85 | 4693.7 | DIVISION 15 - MECHANICAL (H.V.A.C.)
DIVISION 15 - MECHANICAL (H.V.A.C.)
| SECTION 15730 - DX COOLING UNIT |  |  |  |  | DIVISION 15 - MECHANICAL (H.V.A.C.)
DIVISION 15 - MECHANICAL (H.V.A.C.)
| Minisplit A/C unit with evaporator unit, condensing |  |  |  |  | DIVISION 15 - MECHANICAL (H.V.A.C.)
| unit, refererant piping with insulation, fittings, controls, |  |  |  |  | DIVISION 15 - MECHANICAL (H.V.A.C.)
| air filters, thermostats, wiring and all other required |  |  |  |  | DIVISION 15 - MECHANICAL (H.V.A.C.)
| accessories as shown in drawings and as specified. |  |  |  |  | DIVISION 15 - MECHANICAL (H.V.A.C.)
DIVISION 15 - MECHANICAL (H.V.A.C.)
Plan-MB-10565 | MS-R-01, 24,000 Btu/hr, 1000 CFM (Wall mounted) | No | 1 | 303.59 | 303.59 | DIVISION 15 - MECHANICAL (H.V.A.C.)
Plan-MB-10566 | MS-R-02, 24,000 Btu/hr, 1000 CFM (wall mounted) | No | 2 | 303.59 | 607.18 | DIVISION 15 - MECHANICAL (H.V.A.C.)
Plan-MB-10567 | MS-R-03, 21,000 Btu/hr, 880 CFM (wall mounted) | No | 1 | 285 | 285 | DIVISION 15 - MECHANICAL (H.V.A.C.)
Plan-MB-10568 | MS-R-04, 21,000 Btu/hr, 880 CFM (wall mounted) | No | 1 | 285 | 285 | DIVISION 15 - MECHANICAL (H.V.A.C.)
Plan-MB-10569 | MS-R-05, 21,000 Btu/hr, 880 CFM (wall mounted) | No | 1 | 285 | 285 | DIVISION 15 - MECHANICAL (H.V.A.C.)
DIVISION 15 - MECHANICAL (H.V.A.C.)
| SECTION 15735 - CLOSED CONTROL |  |  |  |  | DIVISION 15 - MECHANICAL (H.V.A.C.)
| AIR CONDITIONING UNITS |  |  |  |  | DIVISION 15 - MECHANICAL (H.V.A.C.)
DIVISION 15 - MECHANICAL (H.V.A.C.)
DIVISION 15 - MECHANICAL (H.V.A.C.)
| Precision Unit (DX and Chilled Water) |  |  |  |  | DIVISION 15 - MECHANICAL (H.V.A.C.)
DIVISION 15 - MECHANICAL (H.V.A.C.)
| Computer room unit with DX and chilled water |  |  |  |  | DIVISION 15 - MECHANICAL (H.V.A.C.)
| coils as specified and shown on the drawing. |  |  |  |  | DIVISION 15 - MECHANICAL (H.V.A.C.)
DIVISION 15 - MECHANICAL (H.V.A.C.)
| AHU-SR-01/CU-SR-01, 8,250 CFM, 133,200 |  |  |  |  | DIVISION 15 - MECHANICAL (H.V.A.C.)
Plan-MB-10570 | Btu/hr with humidifier and heating coil. | No | 3 | 15387.11 | 46161.33 | DIVISION 15 - MECHANICAL (H.V.A.C.)
DIVISION 15 - MECHANICAL (H.V.A.C.)
[5 empty] | 52620.8 | DIVISION 15 - MECHANICAL (H.V.A.C.)
DIVISION 15 - MECHANICAL (H.V.A.C.)
DIVISION 15 - MECHANICAL (H.V.A.C.)
| DIVISION 15 - MECHANICAL (H.V.A.C.) |  |  |  |  | DIVISION 15 - MECHANICAL (H.V.A.C.)
DIVISION 15 - MECHANICAL (H.V.A.C.)
DIVISION 15 - MECHANICAL (H.V.A.C.)
| SECTION 15780 - VRF COOLING UNITS |  |  |  |  | DIVISION 15 - MECHANICAL (H.V.A.C.)
DIVISION 15 - MECHANICAL (H.V.A.C.)
| Variable refrigerent volume A/C unit complete with |  |  |  |  | DIVISION 15 - MECHANICAL (H.V.A.C.)
| evaporator and condensing units, refrigerent piping, |  |  |  |  | DIVISION 15 - MECHANICAL (H.V.A.C.)
| valves, filters dryers, air filters, sightglass, |  |  |  |  | DIVISION 15 - MECHANICAL (H.V.A.C.)
| by pass valves assembly, gauges,, thermostates |  |  |  |  | DIVISION 15 - MECHANICAL (H.V.A.C.)
| and accessories required as described |  |  |  |  | DIVISION 15 - MECHANICAL (H.V.A.C.)
| in the technical specification and drawings. |  |  |  |  | DIVISION 15 - MECHANICAL (H.V.A.C.)
DIVISION 15 - MECHANICAL (H.V.A.C.)
| VRV Condensing Units |  |  |  |  | DIVISION 15 - MECHANICAL (H.V.A.C.)
DIVISION 15 - MECHANICAL (H.V.A.C.)
Plan-MB-10571 | CU-VR-01 of capacity each 78,600 Btu/hr. | No | 1 | 15432.37 | 15432.37 | DIVISION 15 - MECHANICAL (H.V.A.C.)
DIVISION 15 - MECHANICAL (H.V.A.C.)
| CU-VR-02 of capacity each 134,500 Btu/hr. | No | 1 |  |  | DIVISION 15 - MECHANICAL (H.V.A.C.)
DIVISION 15 - MECHANICAL (H.V.A.C.)
| CU-VR-03 of capacity each 134,500 Btu/hr. | No | 1 |  |  | DIVISION 15 - MECHANICAL (H.V.A.C.)
DIVISION 15 - MECHANICAL (H.V.A.C.)
| CU-VR-04 of capacity each 111,800 Btu/hr. | No | 1 |  |  | DIVISION 15 - MECHANICAL (H.V.A.C.)
DIVISION 15 - MECHANICAL (H.V.A.C.)
| CU-VR-05 of capacity each 78,600 Btu/hr. | No | 1 |  |  | DIVISION 15 - MECHANICAL (H.V.A.C.)
DIVISION 15 - MECHANICAL (H.V.A.C.)
| VRV Air Fan Coil Units |  |  |  |  | DIVISION 15 - MECHANICAL (H.V.A.C.)
DIVISION 15 - MECHANICAL (H.V.A.C.)
| FCU-VR-01-01, 700 CFM, 24,200 Btu/hr | No | 1 |  |  | DIVISION 15 - MECHANICAL (H.V.A.C.)
DIVISION 15 - MECHANICAL (H.V.A.C.)
| FCU-VR-01-02, 520 CFM, 18,000 Btu/hr | No | 1 |  |  | DIVISION 15 - MECHANICAL (H.V.A.C.)
DIVISION 15 - MECHANICAL (H.V.A.C.)
| FCU-VR-01-03, 520 CFM, 18,000 Btu/hr | No | 1 |  |  | DIVISION 15 - MECHANICAL (H.V.A.C.)
DIVISION 15 - MECHANICAL (H.V.A.C.)
| FCU-VR-02-01, 1,040 CFM, 36,000 Btu/hr | No | 2 |  |  | DIVISION 15 - MECHANICAL (H.V.A.C.)
DIVISION 15 - MECHANICAL (H.V.A.C.)
| FCU-VR-02-02, 1,040 CFM, 36,000 Btu/hr | No | 2 |  |  | DIVISION 15 - MECHANICAL (H.V.A.C.)
DIVISION 15 - MECHANICAL (H.V.A.C.)
| FCU-VR-03-01, 1,040 CFM, 36,000 Btu/hr | No | 2 |  |  | DIVISION 15 - MECHANICAL (H.V.A.C.)
DIVISION 15 - MECHANICAL (H.V.A.C.)
DIVISION 15 - MECHANICAL (H.V.A.C.)
DIVISION 15 - MECHANICAL (H.V.A.C.)
DIVISION 15 - MECHANICAL (H.V.A.C.)
DIVISION 15 - MECHANICAL (H.V.A.C.)
DIVISION 15 - MECHANICAL (H.V.A.C.)
DIVISION 15 - MECHANICAL (H.V.A.C.)
[5 empty] | 15432.37 | DIVISION 15 - MECHANICAL (H.V.A.C.)
DIVISION 15 - MECHANICAL (H.V.A.C.)
DIVISION 15 - MECHANICAL (H.V.A.C.)
| DIVISION 15 - MECHANICAL (H.V.A.C.) |  |  |  |  | DIVISION 15 - MECHANICAL (H.V.A.C.)
DIVISION 15 - MECHANICAL (H.V.A.C.)
DIVISION 15 - MECHANICAL (H.V.A.C.)
| SECTION 15780 - VRF COOLING UNITS |  |  |  |  | DIVISION 15 - MECHANICAL (H.V.A.C.)
DIVISION 15 - MECHANICAL (H.V.A.C.)
Plan-MB-10572 | FCU-VR-03-02, 1,375 CFM, 47,700 Btu/hr | No | 1 | 11223.54 | 11223.54 | DIVISION 15 - MECHANICAL (H.V.A.C.)
| FCU-VR-04-01, 1,040 CFM, 36,000 Btu/hr | No | 2 |  |  | DIVISION 15 - MECHANICAL (H.V.A.C.)
| FCU-VR-04-02, 700 CFM, 24,200 Btu/hr | No | 1 |  |  | DIVISION 15 - MECHANICAL (H.V.A.C.)
| FCU-VR-05-01, 1,040 CFM, 36,000 Btu/hr | No | 2 |  |  | DIVISION 15 - MECHANICAL (H.V.A.C.)
DIVISION 15 - MECHANICAL (H.V.A.C.)
DIVISION 15 - MECHANICAL (H.V.A.C.)
| SECTION 15855 - SPECIAL SHELTER EQUIPMENT |  |  |  |  | DIVISION 15 - MECHANICAL (H.V.A.C.)
DIVISION 15 - MECHANICAL (H.V.A.C.)
| Motorized Gas tight closing valve (GTV) with |  |  |  |  | DIVISION 15 - MECHANICAL (H.V.A.C.)
| manual valve of required dia including gas tight |  |  |  |  | DIVISION 15 - MECHANICAL (H.V.A.C.)
| sleeves as shown on drawing and mentioned in |  |  |  |  | DIVISION 15 - MECHANICAL (H.V.A.C.)
| spec. for exhaust and fresh air complete with electric, |  |  |  |  | DIVISION 15 - MECHANICAL (H.V.A.C.)
| electric fail-safe and pneumatic actuators. |  |  |  |  | DIVISION 15 - MECHANICAL (H.V.A.C.)
DIVISION 15 - MECHANICAL (H.V.A.C.)
Plan-MB-10573 | Blast and gas tight SO-1 Single Wing 1800 x 2000 | No | 1 | 180000 | 180000 | DIVISION 15 - MECHANICAL (H.V.A.C.)
| Blast and gas tight SO-1 Single Wing 1500 x 2000 | No | 1 |  |  | DIVISION 15 - MECHANICAL (H.V.A.C.)
| Blast and gas tight SO-1 Single Wing 900 x 2000 | No | 1 |  |  | DIVISION 15 - MECHANICAL (H.V.A.C.)
| Blast and gas tight Hatch SL-1 700 x 1200 | No | 1 |  |  | DIVISION 15 - MECHANICAL (H.V.A.C.)
| Blast and gas tight SO-1 Double Wing 1800 x 2000 |  |  |  |  | DIVISION 15 - MECHANICAL (H.V.A.C.)
DIVISION 15 - MECHANICAL (H.V.A.C.)
| Balst valve with motorized Gas tight valve and manual |  |  |  |  | DIVISION 15 - MECHANICAL (H.V.A.C.)
| valve including gas tight sleeve/frame complete have |  |  |  |  | DIVISION 15 - MECHANICAL (H.V.A.C.)
| electric fail-safe pneumatic actuator. |  |  |  |  | DIVISION 15 - MECHANICAL (H.V.A.C.)
| Sizes as shown on drawings. |  |  |  |  | DIVISION 15 - MECHANICAL (H.V.A.C.)
DIVISION 15 - MECHANICAL (H.V.A.C.)
| Blast valve PV-KK-144 (PV-KK-72x2)(8x18) Air Exhaust | No | 1 |  |  | DIVISION 15 - MECHANICAL (H.V.A.C.)
| Blast valve PV-KK-144 (PV-KK-72x2)(8x18) Air Intake | No | 1 |  |  | DIVISION 15 - MECHANICAL (H.V.A.C.)
| Blast valve PV-KK-72 (PV-KK-72x2)(8x18) | No | 1 |  |  | DIVISION 15 - MECHANICAL (H.V.A.C.)
|  |  | 1 |  |  | DIVISION 15 - MECHANICAL (H.V.A.C.)
| Generator Exhaust valve with sleeve complete in all respect. |  |  |  |  | DIVISION 15 - MECHANICAL (H.V.A.C.)
DIVISION 15 - MECHANICAL (H.V.A.C.)
| Generator exhaust valve - PVD - 250 with wall slleve | No | 2 |  |  | DIVISION 15 - MECHANICAL (H.V.A.C.)
DIVISION 15 - MECHANICAL (H.V.A.C.)
DIVISION 15 - MECHANICAL (H.V.A.C.)
DIVISION 15 - MECHANICAL (H.V.A.C.)
DIVISION 15 - MECHANICAL (H.V.A.C.)
DIVISION 15 - MECHANICAL (H.V.A.C.)
DIVISION 15 - MECHANICAL (H.V.A.C.)
DIVISION 15 - MECHANICAL (H.V.A.C.)
[5 empty] | 191223.54 | DIVISION 15 - MECHANICAL (H.V.A.C.)
DIVISION 15 - MECHANICAL (H.V.A.C.)
DIVISION 15 - MECHANICAL (H.V.A.C.)
| DIVISION 15 - MECHANICAL (H.V.A.C.) |  |  |  |  | DIVISION 15 - MECHANICAL (H.V.A.C.)
DIVISION 15 - MECHANICAL (H.V.A.C.)
| SECTION 15855 - SPECIAL SHELTER EQUIPMENT |  |  |  |  | DIVISION 15 - MECHANICAL (H.V.A.C.)
DIVISION 15 - MECHANICAL (H.V.A.C.)
| Special gas tight closing valves with sleeve (motorized) complete in all respect. |  |  |  |  | DIVISION 15 - MECHANICAL (H.V.A.C.)
DIVISION 15 - MECHANICAL (H.V.A.C.)
| Gas tight closing valve KS-100 with wall sleeve | No | 2 | Included | Included | DIVISION 15 - MECHANICAL (H.V.A.C.)
| Gas tight closing valve KS-150 with wall sleeve | No | 7 |  |  | DIVISION 15 - MECHANICAL (H.V.A.C.)
| Gas tight closing valve KS-400 with wall sleeve | No | 1 |  |  | DIVISION 15 - MECHANICAL (H.V.A.C.)
| Gas tight closing valve KS-500 with wall sleeve (motorized) | No | 1 |  |  | DIVISION 15 - MECHANICAL (H.V.A.C.)
| Gas tight closing valve KS-1000 with wall sleeve | No | 3 |  |  | DIVISION 15 - MECHANICAL (H.V.A.C.)
| Gas tight closing valve KS-200 with wall sleeve | No | 1 |  |  | DIVISION 15 - MECHANICAL (H.V.A.C.)
DIVISION 15 - MECHANICAL (H.V.A.C.)
| Special wall gas tight sleeve with electrical operated valve |  |  |  |  | DIVISION 15 - MECHANICAL (H.V.A.C.)
| (auto and manual) for penetration of mechanical and elect. services, |  |  |  |  | DIVISION 15 - MECHANICAL (H.V.A.C.)
| through pressure resistant and gas tight lined of |  |  |  |  | DIVISION 15 - MECHANICAL (H.V.A.C.)
| shelter of sizes/dia as shown and suitable |  |  |  |  | DIVISION 15 - MECHANICAL (H.V.A.C.)
| for services complete in all respect. | Item | LS |  |  | DIVISION 15 - MECHANICAL (H.V.A.C.)
DIVISION 15 - MECHANICAL (H.V.A.C.)
| Over pressure blast valve with frame of sizes |  |  |  |  | DIVISION 15 - MECHANICAL (H.V.A.C.)
| as shown on drawings (for air lock room). |  |  |  |  | DIVISION 15 - MECHANICAL (H.V.A.C.)
DIVISION 15 - MECHANICAL (H.V.A.C.)
| Blast over pressure valve YV-KK-1 | No | 5 |  |  | DIVISION 15 - MECHANICAL (H.V.A.C.)
| Blast over pressure valve YV-KK-2 | No | 1 |  |  | DIVISION 15 - MECHANICAL (H.V.A.C.)
DIVISION 15 - MECHANICAL (H.V.A.C.)
| Over pressure blast valve with frame of sizes |  |  |  |  | DIVISION 15 - MECHANICAL (H.V.A.C.)
| as shown on drawings (for air lock room). |  |  |  |  | DIVISION 15 - MECHANICAL (H.V.A.C.)
DIVISION 15 - MECHANICAL (H.V.A.C.)
| Over pressure meter YM-1 with wall sleeve | No | 2 |  |  | DIVISION 15 - MECHANICAL (H.V.A.C.)
| Over pressure meter YM-1 with wall sleeve | No | 2 |  |  | DIVISION 15 - MECHANICAL (H.V.A.C.)
| Over pressure meter YM-1 with wall sleeve | No | 2 |  |  | DIVISION 15 - MECHANICAL (H.V.A.C.)
| Over pressure meter YM-1 with wall sleeve | No | 2 |  |  | DIVISION 15 - MECHANICAL (H.V.A.C.)
DIVISION 15 - MECHANICAL (H.V.A.C.)
| SECTION 15860 - AIR TREATMENT EQUIPMENT |  |  |  |  | DIVISION 15 - MECHANICAL (H.V.A.C.)
| Emergency ventilation unit, including shelter fan, NBC filters |  |  |  |  | DIVISION 15 - MECHANICAL (H.V.A.C.)
| 2x1250 CMH, ductwork within Esl unit, flow meter, flexible |  |  |  |  | DIVISION 15 - MECHANICAL (H.V.A.C.)
| connector, prefilter, control panel, gas tight valve within respect. |  |  |  |  | DIVISION 15 - MECHANICAL (H.V.A.C.)
| the unit and accessories, complete in all respect. | Set | 1 |  |  | DIVISION 15 - MECHANICAL (H.V.A.C.)
DIVISION 15 - MECHANICAL (H.V.A.C.)
| Automatic warfire agent detection ECAS-1 | No | 1 |  |  | DIVISION 15 - MECHANICAL (H.V.A.C.)
DIVISION 15 - MECHANICAL (H.V.A.C.)
| PVD 50vent valve | No | 2 |  |  | DIVISION 15 - MECHANICAL (H.V.A.C.)
DIVISION 15 - MECHANICAL (H.V.A.C.)
DIVISION 15 - MECHANICAL (H.V.A.C.)
[5 empty] | 0 | DIVISION 15 - MECHANICAL (H.V.A.C.)
DIVISION 15 - MECHANICAL (H.V.A.C.)
DIVISION 15 - MECHANICAL (H.V.A.C.)
| DIVISION 15 - MECHANICAL (H.V.A.C.) |  |  |  |  | DIVISION 15 - MECHANICAL (H.V.A.C.)
DIVISION 15 - MECHANICAL (H.V.A.C.)
DIVISION 15 - MECHANICAL (H.V.A.C.)
| SECTION 15180 - HYDRONIC PIPING |  |  |  |  | DIVISION 15 - MECHANICAL (H.V.A.C.)
DIVISION 15 - MECHANICAL (H.V.A.C.)
| Chilled water piping of seamless black steel |  |  |  |  | DIVISION 15 - MECHANICAL (H.V.A.C.)
| schedule 40 heavy duty including pipe |  |  |  |  | DIVISION 15 - MECHANICAL (H.V.A.C.)
| expansion, anchors, pipe fittings, |  |  |  |  | DIVISION 15 - MECHANICAL (H.V.A.C.)
| hangers and supports as described |  |  |  |  | DIVISION 15 - MECHANICAL (H.V.A.C.)
| and shown on drawings for vertical/ |  |  |  |  | DIVISION 15 - MECHANICAL (H.V.A.C.)
| riser piping. |  |  |  |  | DIVISION 15 - MECHANICAL (H.V.A.C.)
DIVISION 15 - MECHANICAL (H.V.A.C.)
Plan-MB-10574 | 12 Inch diameter pipe | MR | 28 | 56.42 | 1579.76 | DIVISION 15 - MECHANICAL (H.V.A.C.)
DIVISION 15 - MECHANICAL (H.V.A.C.)
Plan-MB-10575 | 6 Inch diameter pipe | MR | 8 | 18.59 | 148.72 | DIVISION 15 - MECHANICAL (H.V.A.C.)
DIVISION 15 - MECHANICAL (H.V.A.C.)
Plan-MB-10576 | 4 Inch diameter pipe | MR | 16 | 9.87 | 157.92 | DIVISION 15 - MECHANICAL (H.V.A.C.)
DIVISION 15 - MECHANICAL (H.V.A.C.)
| UPVC drain and condensate water drain |  |  |  |  | DIVISION 15 - MECHANICAL (H.V.A.C.)
| piping inside building, including fittings, insulation, hangers |  |  |  |  | DIVISION 15 - MECHANICAL (H.V.A.C.)
Plan-MB-10577 | and supports as described. | MR | 320 | 2.7 | 864 | DIVISION 15 - MECHANICAL (H.V.A.C.)
DIVISION 15 - MECHANICAL (H.V.A.C.)
DIVISION 15 - MECHANICAL (H.V.A.C.)
| Dielectric union, adaptors, flanges and |  |  |  |  | DIVISION 15 - MECHANICAL (H.V.A.C.)
Plan-MB-10578 | necessary pipe connection | Item | LS | 1410.58 | 1410.58 | DIVISION 15 - MECHANICAL (H.V.A.C.)
DIVISION 15 - MECHANICAL (H.V.A.C.)
| Galvanized iron steel pipe epoxy coated drain and |  |  |  |  | DIVISION 15 - MECHANICAL (H.V.A.C.)
| condensate drain piping on roof and exposed to sun |  |  |  |  | DIVISION 15 - MECHANICAL (H.V.A.C.)
| including, fittings, insulation, hangers/supports |  |  |  |  | DIVISION 15 - MECHANICAL (H.V.A.C.)
Plan-MB-10579 | as described. | MR | 150 | 4.2 | 630 | DIVISION 15 - MECHANICAL (H.V.A.C.)
DIVISION 15 - MECHANICAL (H.V.A.C.)
| Chilled water piping of seamless black steel schedule-40 |  |  |  |  | DIVISION 15 - MECHANICAL (H.V.A.C.)
| heavy duty including fittings, hangers and support, |  |  |  |  | DIVISION 15 - MECHANICAL (H.V.A.C.)
| pipe anchors, expansion joints described and shown |  |  |  |  | DIVISION 15 - MECHANICAL (H.V.A.C.)
| on drawings and technical specification. |  |  |  |  | DIVISION 15 - MECHANICAL (H.V.A.C.)
DIVISION 15 - MECHANICAL (H.V.A.C.)
DIVISION 15 - MECHANICAL (H.V.A.C.)
Plan-MB-10580 | 12 Inch diameter pipe | MR | 40 | 56.6 | 2264 | DIVISION 15 - MECHANICAL (H.V.A.C.)
DIVISION 15 - MECHANICAL (H.V.A.C.)
Plan-MB-10581 | 10 Inch diameter pipe | MR | 20 | 42.31 | 846.2 | DIVISION 15 - MECHANICAL (H.V.A.C.)
DIVISION 15 - MECHANICAL (H.V.A.C.)
DIVISION 15 - MECHANICAL (H.V.A.C.)
DIVISION 15 - MECHANICAL (H.V.A.C.)
DIVISION 15 - MECHANICAL (H.V.A.C.)
[5 empty] | 7901.18 | DIVISION 15 - MECHANICAL (H.V.A.C.)
DIVISION 15 - MECHANICAL (H.V.A.C.)
DIVISION 15 - MECHANICAL (H.V.A.C.)
| DIVISION 15 - MECHANICAL (H.V.A.C.) |  |  |  |  | DIVISION 15 - MECHANICAL (H.V.A.C.)
DIVISION 15 - MECHANICAL (H.V.A.C.)
DIVISION 15 - MECHANICAL (H.V.A.C.)
| SECTION 15180 - HYDRONIC PIPING |  |  |  |  | DIVISION 15 - MECHANICAL (H.V.A.C.)
DIVISION 15 - MECHANICAL (H.V.A.C.)
Plan-MB-10582 | 8 Inch diameter pipe | MR | 185 | 29.97 | 5544.45 | DIVISION 15 - MECHANICAL (H.V.A.C.)
DIVISION 15 - MECHANICAL (H.V.A.C.)
Plan-MB-10583 | 6 Inch diameter pipe | MR | 630 | 18.59 | 11711.7 | DIVISION 15 - MECHANICAL (H.V.A.C.)
DIVISION 15 - MECHANICAL (H.V.A.C.)
Plan-MB-10584 | 4 Inch diameter pipe | MR | 160 | 10.86 | 1737.6 | DIVISION 15 - MECHANICAL (H.V.A.C.)
DIVISION 15 - MECHANICAL (H.V.A.C.)
Plan-MB-10585 | 3 Inch diameter pipe | MR | 230 | 7.57 | 1741.1 | DIVISION 15 - MECHANICAL (H.V.A.C.)
DIVISION 15 - MECHANICAL (H.V.A.C.)
Plan-MB-10586 | 2-1/2 Inch diameter pipe | MR | 180 | 5.92 | 1065.6 | DIVISION 15 - MECHANICAL (H.V.A.C.)
DIVISION 15 - MECHANICAL (H.V.A.C.)
Plan-MB-10587 | 2 Inch diameter pipe | MR | 130 | 3.86 | 501.8 | DIVISION 15 - MECHANICAL (H.V.A.C.)
DIVISION 15 - MECHANICAL (H.V.A.C.)
Plan-MB-10588 | 1-1/2 Inch diameter pipe | MR | 150 | 3.29 | 493.5 | DIVISION 15 - MECHANICAL (H.V.A.C.)
DIVISION 15 - MECHANICAL (H.V.A.C.)
Plan-MB-10589 | 1-1/4 Inch diameter pipe | MR | 40 | 2.46 | 98.4 | DIVISION 15 - MECHANICAL (H.V.A.C.)
DIVISION 15 - MECHANICAL (H.V.A.C.)
Plan-MB-10590 | 1 Inch diameter pipe | MR | 180 | 1.82 | 327.6 | DIVISION 15 - MECHANICAL (H.V.A.C.)
DIVISION 15 - MECHANICAL (H.V.A.C.)
DIVISION 15 - MECHANICAL (H.V.A.C.)
| SECTION 15110 - VALVES |  |  |  |  | DIVISION 15 - MECHANICAL (H.V.A.C.)
DIVISION 15 - MECHANICAL (H.V.A.C.)
| BUTTER FLY / GATE VALVES |  |  |  |  | DIVISION 15 - MECHANICAL (H.V.A.C.)
DIVISION 15 - MECHANICAL (H.V.A.C.)
| Gate valves including all the accessories, controls |  |  |  |  | DIVISION 15 - MECHANICAL (H.V.A.C.)
| and connections as described in technical |  |  |  |  | DIVISION 15 - MECHANICAL (H.V.A.C.)
| specification and shown on drawings. |  |  |  |  | DIVISION 15 - MECHANICAL (H.V.A.C.)
DIVISION 15 - MECHANICAL (H.V.A.C.)
Plan-MB-10591 | 6 Inch diameter gate valve | No | 24 | 172.67 | 4144.08 | DIVISION 15 - MECHANICAL (H.V.A.C.)
DIVISION 15 - MECHANICAL (H.V.A.C.)
Plan-MB-10592 | 4 Inch diameter gate valve | No | 12 | 79.81 | 957.72 | DIVISION 15 - MECHANICAL (H.V.A.C.)
DIVISION 15 - MECHANICAL (H.V.A.C.)
Plan-MB-10593 | 3 Inch diameter gate valve | No | 20 | 58.83 | 1176.6 | DIVISION 15 - MECHANICAL (H.V.A.C.)
DIVISION 15 - MECHANICAL (H.V.A.C.)
DIVISION 15 - MECHANICAL (H.V.A.C.)
DIVISION 15 - MECHANICAL (H.V.A.C.)
DIVISION 15 - MECHANICAL (H.V.A.C.)
DIVISION 15 - MECHANICAL (H.V.A.C.)
DIVISION 15 - MECHANICAL (H.V.A.C.)
DIVISION 15 - MECHANICAL (H.V.A.C.)
[5 empty] | 29500.15 | DIVISION 15 - MECHANICAL (H.V.A.C.)
DIVISION 15 - MECHANICAL (H.V.A.C.)
DIVISION 15 - MECHANICAL (H.V.A.C.)
| DIVISION 15 - MECHANICAL (H.V.A.C.) |  |  |  |  | DIVISION 15 - MECHANICAL (H.V.A.C.)
DIVISION 15 - MECHANICAL (H.V.A.C.)
DIVISION 15 - MECHANICAL (H.V.A.C.)
| SECTION 15110 - VALVES |  |  |  |  | DIVISION 15 - MECHANICAL (H.V.A.C.)
DIVISION 15 - MECHANICAL (H.V.A.C.)
| BUTTER FLY / GATE VALVES |  |  |  |  | DIVISION 15 - MECHANICAL (H.V.A.C.)
DIVISION 15 - MECHANICAL (H.V.A.C.)
Plan-MB-10594 | 2-1/2 Inch diameter gate valve | No | 20 | 42.31 | 846.2 | DIVISION 15 - MECHANICAL (H.V.A.C.)
DIVISION 15 - MECHANICAL (H.V.A.C.)
Plan-MB-10595 | 2 Inch diameter gate valve | No | 12 | 21.58 | 258.96 | DIVISION 15 - MECHANICAL (H.V.A.C.)
DIVISION 15 - MECHANICAL (H.V.A.C.)
Plan-MB-10596 | 1-1/4 Inch diameter gate valve | No | 12 | 14.1 | 169.2 | DIVISION 15 - MECHANICAL (H.V.A.C.)
DIVISION 15 - MECHANICAL (H.V.A.C.)
Plan-MB-10597 | 1 Inch diameter gate valve | No | 130 | 6.77 | 880.1 | DIVISION 15 - MECHANICAL (H.V.A.C.)
DIVISION 15 - MECHANICAL (H.V.A.C.)
DIVISION 15 - MECHANICAL (H.V.A.C.)
| GLOBE VALVES |  |  |  |  | DIVISION 15 - MECHANICAL (H.V.A.C.)
DIVISION 15 - MECHANICAL (H.V.A.C.)
| Globe valves including all the accessories, |  |  |  |  | DIVISION 15 - MECHANICAL (H.V.A.C.)
| controls and connections as described. |  |  |  |  | DIVISION 15 - MECHANICAL (H.V.A.C.)
| in technical specification and drawings. |  |  |  |  | DIVISION 15 - MECHANICAL (H.V.A.C.)
DIVISION 15 - MECHANICAL (H.V.A.C.)
Plan-MB-10598 | 6 Inch diameter globe valve | No | 6 | 234.15 | 1404.9 | DIVISION 15 - MECHANICAL (H.V.A.C.)
DIVISION 15 - MECHANICAL (H.V.A.C.)
Plan-MB-10599 | 4 Inch diameter globe valve | No | 3 | 119.89 | 359.67 | DIVISION 15 - MECHANICAL (H.V.A.C.)
DIVISION 15 - MECHANICAL (H.V.A.C.)
Plan-MB-10600 | 3 Inch diameter globe valve | No | 5 | 80.4 | 402 | DIVISION 15 - MECHANICAL (H.V.A.C.)
DIVISION 15 - MECHANICAL (H.V.A.C.)
Plan-MB-10601 | 2-1/2 Inch diameter globe valve | No | 5 | 70.52 | 352.6 | DIVISION 15 - MECHANICAL (H.V.A.C.)
DIVISION 15 - MECHANICAL (H.V.A.C.)
Plan-MB-10602 | 2 Inch diameter globe valve | No | 3 | 59.24 | 177.72 | DIVISION 15 - MECHANICAL (H.V.A.C.)
DIVISION 15 - MECHANICAL (H.V.A.C.)
DIVISION 15 - MECHANICAL (H.V.A.C.)
DIVISION 15 - MECHANICAL (H.V.A.C.)
DIVISION 15 - MECHANICAL (H.V.A.C.)
DIVISION 15 - MECHANICAL (H.V.A.C.)
DIVISION 15 - MECHANICAL (H.V.A.C.)
DIVISION 15 - MECHANICAL (H.V.A.C.)
DIVISION 15 - MECHANICAL (H.V.A.C.)
DIVISION 15 - MECHANICAL (H.V.A.C.)
DIVISION 15 - MECHANICAL (H.V.A.C.)
DIVISION 15 - MECHANICAL (H.V.A.C.)
DIVISION 15 - MECHANICAL (H.V.A.C.)
DIVISION 15 - MECHANICAL (H.V.A.C.)
[5 empty] | 4851.35 | DIVISION 15 - MECHANICAL (H.V.A.C.)
DIVISION 15 - MECHANICAL (H.V.A.C.)
DIVISION 15 - MECHANICAL (H.V.A.C.)
| DIVISION 15 - MECHANICAL (H.V.A.C.) |  |  |  |  | DIVISION 15 - MECHANICAL (H.V.A.C.)
DIVISION 15 - MECHANICAL (H.V.A.C.)
| SECTION 15120 - HYDRONIC SPECIALTIES |  |  |  |  | DIVISION 15 - MECHANICAL (H.V.A.C.)
DIVISION 15 - MECHANICAL (H.V.A.C.)
| CONSTANT FLOW VALVE |  |  |  |  | DIVISION 15 - MECHANICAL (H.V.A.C.)
DIVISION 15 - MECHANICAL (H.V.A.C.)
| Constant flow valve with flow measuring ports |  |  |  |  | DIVISION 15 - MECHANICAL (H.V.A.C.)
| Constant flow valve set with orifice and measuring |  |  |  |  | DIVISION 15 - MECHANICAL (H.V.A.C.)
| port including all accessories, control and |  |  |  |  | DIVISION 15 - MECHANICAL (H.V.A.C.)
| connections as specified and shown on |  |  |  |  | DIVISION 15 - MECHANICAL (H.V.A.C.)
| drawings and technical specification. |  |  |  |  | DIVISION 15 - MECHANICAL (H.V.A.C.)
DIVISION 15 - MECHANICAL (H.V.A.C.)
Plan-MB-10603 | 6 Inch diameter constant flow valve set | No | 6 | 276.97 | 1661.82 | DIVISION 15 - MECHANICAL (H.V.A.C.)
DIVISION 15 - MECHANICAL (H.V.A.C.)
Plan-MB-10604 | 4 Inch diameter constant flow valve set | No | 3 | 152.81 | 458.43 | DIVISION 15 - MECHANICAL (H.V.A.C.)
DIVISION 15 - MECHANICAL (H.V.A.C.)
Plan-MB-10605 | 3 Inch diamete constant flow valve | No | 5 | 132.94 | 664.7 | DIVISION 15 - MECHANICAL (H.V.A.C.)
DIVISION 15 - MECHANICAL (H.V.A.C.)
Plan-MB-10606 | 2-1/2 Inch diameter constant flow valve | No | 5 | 114.61 | 573.05 | DIVISION 15 - MECHANICAL (H.V.A.C.)
DIVISION 15 - MECHANICAL (H.V.A.C.)
Plan-MB-10607 | 2 Inch diameter constant flow valve | No | 3 | 68.76 | 206.28 | DIVISION 15 - MECHANICAL (H.V.A.C.)
DIVISION 15 - MECHANICAL (H.V.A.C.)
Plan-MB-10608 | 1-1/4 Inch diameter constant flow valve | No | 3 | 38.2 | 114.6 | DIVISION 15 - MECHANICAL (H.V.A.C.)
DIVISION 15 - MECHANICAL (H.V.A.C.)
Plan-MB-10609 | 1 Inch diameter constant flow valve set | No | 16 | 25.21 | 403.36 | DIVISION 15 - MECHANICAL (H.V.A.C.)
DIVISION 15 - MECHANICAL (H.V.A.C.)
| 3-WAY MOTORIZED CONTROL VALVES |  |  |  |  | DIVISION 15 - MECHANICAL (H.V.A.C.)
DIVISION 15 - MECHANICAL (H.V.A.C.)
| 3 Way motorized moudalating valves including all the |  |  |  |  | DIVISION 15 - MECHANICAL (H.V.A.C.)
| accessories controls and connections with BAS |  |  |  |  | DIVISION 15 - MECHANICAL (H.V.A.C.)
| as described in drawing and technical specification. |  |  |  |  | DIVISION 15 - MECHANICAL (H.V.A.C.)
DIVISION 15 - MECHANICAL (H.V.A.C.)
Plan-MB-10610 | 6 Inch diameter 3 way motorized control valve | No | 6 | 726.45 | 4358.7 | DIVISION 15 - MECHANICAL (H.V.A.C.)
DIVISION 15 - MECHANICAL (H.V.A.C.)
Plan-MB-10611 | 4 Inch diameter 3 way motorized control valve | No | 3 | 521.91 | 1565.73 | DIVISION 15 - MECHANICAL (H.V.A.C.)
DIVISION 15 - MECHANICAL (H.V.A.C.)
Plan-MB-10612 | 3 Inch diameter 3 way motorized control valve | No | 5 | 394.96 | 1974.8 | DIVISION 15 - MECHANICAL (H.V.A.C.)
DIVISION 15 - MECHANICAL (H.V.A.C.)
DIVISION 15 - MECHANICAL (H.V.A.C.)
DIVISION 15 - MECHANICAL (H.V.A.C.)
DIVISION 15 - MECHANICAL (H.V.A.C.)
DIVISION 15 - MECHANICAL (H.V.A.C.)
DIVISION 15 - MECHANICAL (H.V.A.C.)
DIVISION 15 - MECHANICAL (H.V.A.C.)
[5 empty] | 11981.47 | DIVISION 15 - MECHANICAL (H.V.A.C.)
DIVISION 15 - MECHANICAL (H.V.A.C.)
DIVISION 15 - MECHANICAL (H.V.A.C.)
| DIVISION 15 - MECHANICAL (H.V.A.C.) |  |  |  |  | DIVISION 15 - MECHANICAL (H.V.A.C.)
DIVISION 15 - MECHANICAL (H.V.A.C.)
DIVISION 15 - MECHANICAL (H.V.A.C.)
| SECTION 15120 - HYDRONIC SPECIALTIES |  |  |  |  | DIVISION 15 - MECHANICAL (H.V.A.C.)
DIVISION 15 - MECHANICAL (H.V.A.C.)
Plan-MB-10613 | 2-1/2 Inch diaemter 3 way motorized control valve | No | 5 | 331.48 | 1657.4 | DIVISION 15 - MECHANICAL (H.V.A.C.)
DIVISION 15 - MECHANICAL (H.V.A.C.)
Plan-MB-10614 | 2 Inch diameter 3 way motorized control valve | No | 3 | 162.21 | 486.63 | DIVISION 15 - MECHANICAL (H.V.A.C.)
DIVISION 15 - MECHANICAL (H.V.A.C.)
Plan-MB-10615 | 1-1/4 Inch diameter 3 way motorized control valve | No | 3 | 128.36 | 385.08 | DIVISION 15 - MECHANICAL (H.V.A.C.)
DIVISION 15 - MECHANICAL (H.V.A.C.)
Plan-MB-10616 | 1 Inch diameter 3 way motorized control valve | No | 16 | 126.95 | 2031.2 | DIVISION 15 - MECHANICAL (H.V.A.C.)
DIVISION 15 - MECHANICAL (H.V.A.C.)
| STRAINERS 'Y' TYPE |  |  |  |  | DIVISION 15 - MECHANICAL (H.V.A.C.)
DIVISION 15 - MECHANICAL (H.V.A.C.)
DIVISION 15 - MECHANICAL (H.V.A.C.)
| Strainers including all the accessories, |  |  |  |  | DIVISION 15 - MECHANICAL (H.V.A.C.)
| controls and connections as described |  |  |  |  | DIVISION 15 - MECHANICAL (H.V.A.C.)
| in drawings and technical specification. |  |  |  |  | DIVISION 15 - MECHANICAL (H.V.A.C.)
DIVISION 15 - MECHANICAL (H.V.A.C.)
Plan-MB-10617 | 6 Inch diameter strainer | No | 6 | 129.89 | 779.34 | DIVISION 15 - MECHANICAL (H.V.A.C.)
DIVISION 15 - MECHANICAL (H.V.A.C.)
Plan-MB-10618 | 4 Inch diameter strainer | No | 3 | 60.65 | 181.95 | DIVISION 15 - MECHANICAL (H.V.A.C.)
DIVISION 15 - MECHANICAL (H.V.A.C.)
Plan-MB-10619 | 3 Inch diameter strainer | No | 5 | 44.08 | 220.4 | DIVISION 15 - MECHANICAL (H.V.A.C.)
DIVISION 15 - MECHANICAL (H.V.A.C.)
Plan-MB-10620 | 2-1/2 Inch diameter strainer | No | 5 | 42.31 | 211.55 | DIVISION 15 - MECHANICAL (H.V.A.C.)
DIVISION 15 - MECHANICAL (H.V.A.C.)
Plan-MB-10621 | 2 Inch diameter strainer | No | 3 | 35.26 | 105.78 | DIVISION 15 - MECHANICAL (H.V.A.C.)
DIVISION 15 - MECHANICAL (H.V.A.C.)
Plan-MB-10622 | 1-1/4 Inch diameter strainer | No | 3 | 22.56 | 67.68 | DIVISION 15 - MECHANICAL (H.V.A.C.)
DIVISION 15 - MECHANICAL (H.V.A.C.)
Plan-MB-10623 | 1 Inch diameter strainer | No | 16 | 16.92 | 270.72 | DIVISION 15 - MECHANICAL (H.V.A.C.)
DIVISION 15 - MECHANICAL (H.V.A.C.)
| Hydronic specialities complete with all |  |  |  |  | DIVISION 15 - MECHANICAL (H.V.A.C.)
Plan-MB-10624 | required accessories. | Item | LS | 3526.45 | 3526.45 | DIVISION 15 - MECHANICAL (H.V.A.C.)
DIVISION 15 - MECHANICAL (H.V.A.C.)
Plan-MB-10625 | Automatic air vent valve with gate valve. | No | 20 | 21.15 | 423 | DIVISION 15 - MECHANICAL (H.V.A.C.)
DIVISION 15 - MECHANICAL (H.V.A.C.)
DIVISION 15 - MECHANICAL (H.V.A.C.)
DIVISION 15 - MECHANICAL (H.V.A.C.)
DIVISION 15 - MECHANICAL (H.V.A.C.)
DIVISION 15 - MECHANICAL (H.V.A.C.)
DIVISION 15 - MECHANICAL (H.V.A.C.)
[5 empty] | 10347.18 | DIVISION 15 - MECHANICAL (H.V.A.C.)
DIVISION 15 - MECHANICAL (H.V.A.C.)
DIVISION 15 - MECHANICAL (H.V.A.C.)
| DIVISION 15 - MECHANICAL (H.V.A.C.) |  |  |  |  | DIVISION 15 - MECHANICAL (H.V.A.C.)
DIVISION 15 - MECHANICAL (H.V.A.C.)
DIVISION 15 - MECHANICAL (H.V.A.C.)
| SECTION 15070 - VIBRATION ISOLATION |  |  |  |  | DIVISION 15 - MECHANICAL (H.V.A.C.)
DIVISION 15 - MECHANICAL (H.V.A.C.)
| FLEXIBLE CONNECTION |  |  |  |  | DIVISION 15 - MECHANICAL (H.V.A.C.)
DIVISION 15 - MECHANICAL (H.V.A.C.)
| Flexible connection including all accessories, |  |  |  |  | DIVISION 15 - MECHANICAL (H.V.A.C.)
| connector dielectric union, flange etc. |  |  |  |  | DIVISION 15 - MECHANICAL (H.V.A.C.)
DIVISION 15 - MECHANICAL (H.V.A.C.)
DIVISION 15 - MECHANICAL (H.V.A.C.)
Plan-MB-10626 | 6 Inch diameter flexible connection | No | 12 | 38.2 | 458.4 | DIVISION 15 - MECHANICAL (H.V.A.C.)
DIVISION 15 - MECHANICAL (H.V.A.C.)
Plan-MB-10627 | 4 Inch diameter flexible connection | No | 6 | 27.5 | 165 | DIVISION 15 - MECHANICAL (H.V.A.C.)
DIVISION 15 - MECHANICAL (H.V.A.C.)
Plan-MB-10628 | 3 Inch diameter flexible connection | No | 10 | 22.92 | 229.2 | DIVISION 15 - MECHANICAL (H.V.A.C.)
DIVISION 15 - MECHANICAL (H.V.A.C.)
Plan-MB-10629 | 2-1/2 Inch diameter flexible connection | No | 10 | 18.33 | 183.3 | DIVISION 15 - MECHANICAL (H.V.A.C.)
DIVISION 15 - MECHANICAL (H.V.A.C.)
Plan-MB-10630 | 2 Inch diameter flexible connection | No | 6 | 18.33 | 109.98 | DIVISION 15 - MECHANICAL (H.V.A.C.)
DIVISION 15 - MECHANICAL (H.V.A.C.)
Plan-MB-10631 | 1-1/4 Inch diameter flexible connection | No | 6 | 12.69 | 76.14 | DIVISION 15 - MECHANICAL (H.V.A.C.)
DIVISION 15 - MECHANICAL (H.V.A.C.)
Plan-MB-10632 | 1 Inch diameter flexible connection | No | 32 | 12.16 | 389.12 | DIVISION 15 - MECHANICAL (H.V.A.C.)
DIVISION 15 - MECHANICAL (H.V.A.C.)
| SECTION 15505 - METERS AND GAUGES |  |  |  |  | DIVISION 15 - MECHANICAL (H.V.A.C.)
DIVISION 15 - MECHANICAL (H.V.A.C.)
| Pressure gauges complete with accessories, |  |  |  |  | DIVISION 15 - MECHANICAL (H.V.A.C.)
| cock valve and as specified and shown on |  |  |  |  | DIVISION 15 - MECHANICAL (H.V.A.C.)
Plan-MB-10633 | the drawings and technical specification. | No | 82 | 10.28 | 842.96 | DIVISION 15 - MECHANICAL (H.V.A.C.)
DIVISION 15 - MECHANICAL (H.V.A.C.)
Plan-MB-10634 | Pressure differential gauges for filters as required. | Item | 22 | 35.26 | 775.72 | DIVISION 15 - MECHANICAL (H.V.A.C.)
DIVISION 15 - MECHANICAL (H.V.A.C.)
| Thermometers complete with accessories, cock |  |  |  |  | DIVISION 15 - MECHANICAL (H.V.A.C.)
Plan-MB-10635 | valve and as required. | No | 82 | 14.69 | 1204.58 | DIVISION 15 - MECHANICAL (H.V.A.C.)
DIVISION 15 - MECHANICAL (H.V.A.C.)
DIVISION 15 - MECHANICAL (H.V.A.C.)
DIVISION 15 - MECHANICAL (H.V.A.C.)
DIVISION 15 - MECHANICAL (H.V.A.C.)
DIVISION 15 - MECHANICAL (H.V.A.C.)
DIVISION 15 - MECHANICAL (H.V.A.C.)
DIVISION 15 - MECHANICAL (H.V.A.C.)
DIVISION 15 - MECHANICAL (H.V.A.C.)
DIVISION 15 - MECHANICAL (H.V.A.C.)
[5 empty] | 4434.4 | DIVISION 15 - MECHANICAL (H.V.A.C.)
DIVISION 15 - MECHANICAL (H.V.A.C.)
DIVISION 15 - MECHANICAL (H.V.A.C.)
| DIVISION 15 - MECHANICAL (H.V.A.C.) |  |  |  |  | DIVISION 15 - MECHANICAL (H.V.A.C.)
DIVISION 15 - MECHANICAL (H.V.A.C.)
| SECTION 15125 - EXPANSION COMPENSATION |  |  |  |  | DIVISION 15 - MECHANICAL (H.V.A.C.)
DIVISION 15 - MECHANICAL (H.V.A.C.)
| Expansion compensation for piping with all |  |  |  |  | DIVISION 15 - MECHANICAL (H.V.A.C.)
Plan-MB-10636 | accessories and as required. | Item | LS | 2821.16 | 2821.16 | DIVISION 15 - MECHANICAL (H.V.A.C.)
DIVISION 15 - MECHANICAL (H.V.A.C.)
| SECTION 15810 - DUCT WORK |  |  |  |  | DIVISION 15 - MECHANICAL (H.V.A.C.)
DIVISION 15 - MECHANICAL (H.V.A.C.)
| DUCT WORK AND ACCESSORIES |  |  |  |  | DIVISION 15 - MECHANICAL (H.V.A.C.)
DIVISION 15 - MECHANICAL (H.V.A.C.)
| Galvanized sheet metal duct works for supply, |  |  |  |  | DIVISION 15 - MECHANICAL (H.V.A.C.)
| return, fresh air and kitchen, toilet and smoke |  |  |  |  | DIVISION 15 - MECHANICAL (H.V.A.C.)
| exhaust air of required sizes and thickness |  |  |  |  | DIVISION 15 - MECHANICAL (H.V.A.C.)
| including all hangers supports, framing, |  |  |  |  | DIVISION 15 - MECHANICAL (H.V.A.C.)
| stiffners, joints, seams, sealants, splitter |  |  |  |  | DIVISION 15 - MECHANICAL (H.V.A.C.)
| dampers, volume control dampers, air |  |  |  |  | DIVISION 15 - MECHANICAL (H.V.A.C.)
| tuning vanes and all other accessories as |  |  |  |  | DIVISION 15 - MECHANICAL (H.V.A.C.)
Plan-MB-10637 | shown on drawings and as per specification. | TON | 80 | 1176.66 | 94132.8 | DIVISION 15 - MECHANICAL (H.V.A.C.)
DIVISION 15 - MECHANICAL (H.V.A.C.)
| Flexible duct works including fixing clamp, |  |  |  |  | DIVISION 15 - MECHANICAL (H.V.A.C.)
| connection and accessories including insulation |  |  |  |  | DIVISION 15 - MECHANICAL (H.V.A.C.)
DIVISION 15 - MECHANICAL (H.V.A.C.)
Plan-MB-10638 | Dia. 14 inch | MR | 300 | 4.05 | 1215 | DIVISION 15 - MECHANICAL (H.V.A.C.)
DIVISION 15 - MECHANICAL (H.V.A.C.)
Plan-MB-10639 | Dia. 12 inch | MR | 8 | 3.71 | 29.68 | DIVISION 15 - MECHANICAL (H.V.A.C.)
DIVISION 15 - MECHANICAL (H.V.A.C.)
Plan-MB-10640 | Dia. 10 inch | MR | 473 | 3.58 | 1693.34 | DIVISION 15 - MECHANICAL (H.V.A.C.)
DIVISION 15 - MECHANICAL (H.V.A.C.)
Plan-MB-10641 | Dia. 8 inch | MR | 190 | 3.37 | 640.3 | DIVISION 15 - MECHANICAL (H.V.A.C.)
DIVISION 15 - MECHANICAL (H.V.A.C.)
| Stainless steel 316, kitchen exhaust air duct gauge 18 |  |  |  |  | DIVISION 15 - MECHANICAL (H.V.A.C.)
| for all sizes as shown on drawings complete with all |  |  |  |  | DIVISION 15 - MECHANICAL (H.V.A.C.)
| required hangers, supports, framing, stiffness, joints, |  |  |  |  | DIVISION 15 - MECHANICAL (H.V.A.C.)
| seams, fire proof sealant, spliter dampers, volume |  |  |  |  | DIVISION 15 - MECHANICAL (H.V.A.C.)
| control dampers air turning vanes, grease collection |  |  |  |  | DIVISION 15 - MECHANICAL (H.V.A.C.)
| and all other accessories as shown and derscribed |  |  |  |  | DIVISION 15 - MECHANICAL (H.V.A.C.)
Plan-MB-10642 | in specification. | TON | 7.2 | 8816.1 | 63475.92 | DIVISION 15 - MECHANICAL (H.V.A.C.)
DIVISION 15 - MECHANICAL (H.V.A.C.)
| Heavy duty sandwitch panel minimum 3\" thick |  |  |  |  | DIVISION 15 - MECHANICAL (H.V.A.C.)
| supply and return air plenums having |  |  |  |  | DIVISION 15 - MECHANICAL (H.V.A.C.)
| construction similar to AHU casing complete |  |  |  |  | DIVISION 15 - MECHANICAL (H.V.A.C.)
| with stiffners, framing, supports, dampers, |  |  |  |  | DIVISION 15 - MECHANICAL (H.V.A.C.)
Plan-MB-10643 | joints, seams, heatproof sealant etc. | M2 | 480 | 18.1 | 8688 | DIVISION 15 - MECHANICAL (H.V.A.C.)
DIVISION 15 - MECHANICAL (H.V.A.C.)
[5 empty] | 172696.2 | DIVISION 15 - MECHANICAL (H.V.A.C.)
DIVISION 15 - MECHANICAL (H.V.A.C.)
DIVISION 15 - MECHANICAL (H.V.A.C.)
| DIVISION 15 - MECHANICAL (H.V.A.C.) |  |  |  |  | DIVISION 15 - MECHANICAL (H.V.A.C.)
DIVISION 15 - MECHANICAL (H.V.A.C.)
DIVISION 15 - MECHANICAL (H.V.A.C.)
| SECTION 15810 - DUCT WORK |  |  |  |  | DIVISION 15 - MECHANICAL (H.V.A.C.)
DIVISION 15 - MECHANICAL (H.V.A.C.)
| Spiral seam circular duct work of required sizes |  |  |  |  | DIVISION 15 - MECHANICAL (H.V.A.C.)
| including all hangers, supports, fittings and |  |  |  |  | DIVISION 15 - MECHANICAL (H.V.A.C.)
| accessories for the following sizes: |  |  |  |  | DIVISION 15 - MECHANICAL (H.V.A.C.)
DIVISION 15 - MECHANICAL (H.V.A.C.)
DIVISION 15 - MECHANICAL (H.V.A.C.)
Plan-MB-10644 | 1500mm diameter duct | MR | 6 | 32090.78 | 32090.78 | DIVISION 15 - MECHANICAL (H.V.A.C.)
DIVISION 15 - MECHANICAL (H.V.A.C.)
| 1400mm diameter duct | MR | 30 |  |  | DIVISION 15 - MECHANICAL (H.V.A.C.)
DIVISION 15 - MECHANICAL (H.V.A.C.)
| 1350mm diameter duct | MR | 6 |  |  | DIVISION 15 - MECHANICAL (H.V.A.C.)
DIVISION 15 - MECHANICAL (H.V.A.C.)
| 1300mm diameter duct | MR | 6 |  |  | DIVISION 15 - MECHANICAL (H.V.A.C.)
DIVISION 15 - MECHANICAL (H.V.A.C.)
| 1250mm diameter duct | MR | 12 |  |  | DIVISION 15 - MECHANICAL (H.V.A.C.)
DIVISION 15 - MECHANICAL (H.V.A.C.)
| 1200mm diameter duct | MR | 12 |  |  | DIVISION 15 - MECHANICAL (H.V.A.C.)
DIVISION 15 - MECHANICAL (H.V.A.C.)
| 1150mm diameter duct | MR | 12 |  |  | DIVISION 15 - MECHANICAL (H.V.A.C.)
DIVISION 15 - MECHANICAL (H.V.A.C.)
| 1100mm diameter duct | MR | 6 |  |  | DIVISION 15 - MECHANICAL (H.V.A.C.)
DIVISION 15 - MECHANICAL (H.V.A.C.)
| 400mm diameter | MR | 16 |  |  | DIVISION 15 - MECHANICAL (H.V.A.C.)
DIVISION 15 - MECHANICAL (H.V.A.C.)
| 350mm diameter | MR | 14 |  |  | DIVISION 15 - MECHANICAL (H.V.A.C.)
DIVISION 15 - MECHANICAL (H.V.A.C.)
| 300mm diameter | MR | 12 |  |  | DIVISION 15 - MECHANICAL (H.V.A.C.)
DIVISION 15 - MECHANICAL (H.V.A.C.)
| 250mm diameter | MR | 10 |  |  | DIVISION 15 - MECHANICAL (H.V.A.C.)
DIVISION 15 - MECHANICAL (H.V.A.C.)
DIVISION 15 - MECHANICAL (H.V.A.C.)
DIVISION 15 - MECHANICAL (H.V.A.C.)
DIVISION 15 - MECHANICAL (H.V.A.C.)
DIVISION 15 - MECHANICAL (H.V.A.C.)
DIVISION 15 - MECHANICAL (H.V.A.C.)
DIVISION 15 - MECHANICAL (H.V.A.C.)
DIVISION 15 - MECHANICAL (H.V.A.C.)
DIVISION 15 - MECHANICAL (H.V.A.C.)
DIVISION 15 - MECHANICAL (H.V.A.C.)
DIVISION 15 - MECHANICAL (H.V.A.C.)
[5 empty] | 32090.78 | DIVISION 15 - MECHANICAL (H.V.A.C.)
DIVISION 15 - MECHANICAL (H.V.A.C.)
DIVISION 15 - MECHANICAL (H.V.A.C.)
| DIVISION 15 - MECHANICAL (H.V.A.C.) |  |  |  |  | DIVISION 15 - MECHANICAL (H.V.A.C.)
DIVISION 15 - MECHANICAL (H.V.A.C.)
DIVISION 15 - MECHANICAL (H.V.A.C.)
| SECTION 15810 - DUCT WORK |  |  |  |  | DIVISION 15 - MECHANICAL (H.V.A.C.)
DIVISION 15 - MECHANICAL (H.V.A.C.)
| Spiral seam flat oval duct work of the required |  |  |  |  | DIVISION 15 - MECHANICAL (H.V.A.C.)
| sizes (major dimension x minor dimension) |  |  |  |  | DIVISION 15 - MECHANICAL (H.V.A.C.)
| including all hangers supports, fittings and accessories |  |  |  |  | DIVISION 15 - MECHANICAL (H.V.A.C.)
| as described in technical specification and drawings. |  |  |  |  | DIVISION 15 - MECHANICAL (H.V.A.C.)
DIVISION 15 - MECHANICAL (H.V.A.C.)
DIVISION 15 - MECHANICAL (H.V.A.C.)
Plan-MB-10645 | Oval 1800x600mm | MR | 8 | 102443.65 | 102443.65 | DIVISION 15 - MECHANICAL (H.V.A.C.)
DIVISION 15 - MECHANICAL (H.V.A.C.)
| Oval 1800x550mm | MR | 18 |  |  | DIVISION 15 - MECHANICAL (H.V.A.C.)
DIVISION 15 - MECHANICAL (H.V.A.C.)
| Oval 1800x500mm | MR | 90 |  |  | DIVISION 15 - MECHANICAL (H.V.A.C.)
DIVISION 15 - MECHANICAL (H.V.A.C.)
| Oval 1650x500mm | MR | 97 |  |  | DIVISION 15 - MECHANICAL (H.V.A.C.)
DIVISION 15 - MECHANICAL (H.V.A.C.)
| Oval 1500x500mm | MR | 340 |  |  | DIVISION 15 - MECHANICAL (H.V.A.C.)
DIVISION 15 - MECHANICAL (H.V.A.C.)
| Oval 1500x400mm | MR | 150 |  |  | DIVISION 15 - MECHANICAL (H.V.A.C.)
DIVISION 15 - MECHANICAL (H.V.A.C.)
| Oval 1300x500mm | MR | 145 |  |  | DIVISION 15 - MECHANICAL (H.V.A.C.)
DIVISION 15 - MECHANICAL (H.V.A.C.)
| Oval 1300x400mm | MR | 180 |  |  | DIVISION 15 - MECHANICAL (H.V.A.C.)
DIVISION 15 - MECHANICAL (H.V.A.C.)
| Oval 1100x400mm | MR | 180 |  |  | DIVISION 15 - MECHANICAL (H.V.A.C.)
DIVISION 15 - MECHANICAL (H.V.A.C.)
| Oval 950x400mm | MR | 290 |  |  | DIVISION 15 - MECHANICAL (H.V.A.C.)
DIVISION 15 - MECHANICAL (H.V.A.C.)
| Oval 800x400mm | MR | 210 |  |  | DIVISION 15 - MECHANICAL (H.V.A.C.)
DIVISION 15 - MECHANICAL (H.V.A.C.)
| Oval 650x400mm | MR | 20 |  |  | DIVISION 15 - MECHANICAL (H.V.A.C.)
DIVISION 15 - MECHANICAL (H.V.A.C.)
| Oval 600x400mm | MR | 38 |  |  | DIVISION 15 - MECHANICAL (H.V.A.C.)
DIVISION 15 - MECHANICAL (H.V.A.C.)
DIVISION 15 - MECHANICAL (H.V.A.C.)
DIVISION 15 - MECHANICAL (H.V.A.C.)
DIVISION 15 - MECHANICAL (H.V.A.C.)
DIVISION 15 - MECHANICAL (H.V.A.C.)
DIVISION 15 - MECHANICAL (H.V.A.C.)
DIVISION 15 - MECHANICAL (H.V.A.C.)
DIVISION 15 - MECHANICAL (H.V.A.C.)
[5 empty] | 102443.65 | DIVISION 15 - MECHANICAL (H.V.A.C.)
DIVISION 15 - MECHANICAL (H.V.A.C.)
DIVISION 15 - MECHANICAL (H.V.A.C.)
| DIVISION 15 - MECHANICAL (H.V.A.C.) |  |  |  |  | DIVISION 15 - MECHANICAL (H.V.A.C.)
DIVISION 15 - MECHANICAL (H.V.A.C.)
| SECTION 15820 - DUCT ACCESSORIES |  |  |  |  | DIVISION 15 - MECHANICAL (H.V.A.C.)
DIVISION 15 - MECHANICAL (H.V.A.C.)
DIVISION 15 - MECHANICAL (H.V.A.C.)
| Smoke fire dampers having re-setable fusible link with feed back |  |  |  |  | DIVISION 15 - MECHANICAL (H.V.A.C.)
| indication of position (for ducts of various sizes crossing fire zone |  |  |  |  | DIVISION 15 - MECHANICAL (H.V.A.C.)
| and for return air in fire zone partitions) including all controls, |  |  |  |  | DIVISION 15 - MECHANICAL (H.V.A.C.)
| wiring all accessories as described in drawings and specification. |  |  |  |  | DIVISION 15 - MECHANICAL (H.V.A.C.)
DIVISION 15 - MECHANICAL (H.V.A.C.)
Plan-MB-10646 | Size 2000x750mm | No | 1 | 28317.47 | 28317.47 | DIVISION 15 - MECHANICAL (H.V.A.C.)
DIVISION 15 - MECHANICAL (H.V.A.C.)
| Size 1650x500mm | No | 4 |  |  | DIVISION 15 - MECHANICAL (H.V.A.C.)
DIVISION 15 - MECHANICAL (H.V.A.C.)
| Size 1600x750mm | No | 2 |  |  | DIVISION 15 - MECHANICAL (H.V.A.C.)
DIVISION 15 - MECHANICAL (H.V.A.C.)
| Size 1500x500mm | No | 4 |  |  | DIVISION 15 - MECHANICAL (H.V.A.C.)
DIVISION 15 - MECHANICAL (H.V.A.C.)
| Size 1500x400mm | No | 4 |  |  | DIVISION 15 - MECHANICAL (H.V.A.C.)
DIVISION 15 - MECHANICAL (H.V.A.C.)
| Size 1300x500mm | No | 2 |  |  | DIVISION 15 - MECHANICAL (H.V.A.C.)
DIVISION 15 - MECHANICAL (H.V.A.C.)
| Size 1300x400mm | No | 6 |  |  | DIVISION 15 - MECHANICAL (H.V.A.C.)
DIVISION 15 - MECHANICAL (H.V.A.C.)
| Size 1150x500mm | No | 3 |  |  | DIVISION 15 - MECHANICAL (H.V.A.C.)
DIVISION 15 - MECHANICAL (H.V.A.C.)
| Size 1150x450mm | No | 1 |  |  | DIVISION 15 - MECHANICAL (H.V.A.C.)
DIVISION 15 - MECHANICAL (H.V.A.C.)
| Size 1000x500mm | No | 1 |  |  | DIVISION 15 - MECHANICAL (H.V.A.C.)
DIVISION 15 - MECHANICAL (H.V.A.C.)
| Size 1000x450mm | No | 1 |  |  | DIVISION 15 - MECHANICAL (H.V.A.C.)
DIVISION 15 - MECHANICAL (H.V.A.C.)
| Size 950x500mm | No | 2 |  |  | DIVISION 15 - MECHANICAL (H.V.A.C.)
DIVISION 15 - MECHANICAL (H.V.A.C.)
| Size 1050x500mm | No | 2 |  |  | DIVISION 15 - MECHANICAL (H.V.A.C.)
DIVISION 15 - MECHANICAL (H.V.A.C.)
| Size 900x700mm | No | 1 |  |  | DIVISION 15 - MECHANICAL (H.V.A.C.)
DIVISION 15 - MECHANICAL (H.V.A.C.)
| Size 800x450mm | No | 1 |  |  | DIVISION 15 - MECHANICAL (H.V.A.C.)
DIVISION 15 - MECHANICAL (H.V.A.C.)
| Size 1200x250mm | No | 1 |  |  | DIVISION 15 - MECHANICAL (H.V.A.C.)
DIVISION 15 - MECHANICAL (H.V.A.C.)
DIVISION 15 - MECHANICAL (H.V.A.C.)
DIVISION 15 - MECHANICAL (H.V.A.C.)
[5 empty] | 28317.47 | DIVISION 15 - MECHANICAL (H.V.A.C.)
DIVISION 15 - MECHANICAL (H.V.A.C.)
DIVISION 15 - MECHANICAL (H.V.A.C.)
| DIVISION 15 - MECHANICAL (H.V.A.C.) |  |  |  |  | DIVISION 15 - MECHANICAL (H.V.A.C.)
DIVISION 15 - MECHANICAL (H.V.A.C.)
DIVISION 15 - MECHANICAL (H.V.A.C.)
| SECTION 15820 - DUCT ACCESSORIES |  |  |  |  | DIVISION 15 - MECHANICAL (H.V.A.C.)
DIVISION 15 - MECHANICAL (H.V.A.C.)
Plan-MB-10647 | Size 750x350mm | No | 1 | 1803.78 | 1803.78 | DIVISION 15 - MECHANICAL (H.V.A.C.)
DIVISION 15 - MECHANICAL (H.V.A.C.)
| Size 950x400mm | No | 2 |  |  | DIVISION 15 - MECHANICAL (H.V.A.C.)
DIVISION 15 - MECHANICAL (H.V.A.C.)
| Size 500x350mm | No | 2 |  |  | DIVISION 15 - MECHANICAL (H.V.A.C.)
DIVISION 15 - MECHANICAL (H.V.A.C.)
| Size 450x200mm | No | 2 |  |  | DIVISION 15 - MECHANICAL (H.V.A.C.)
DIVISION 15 - MECHANICAL (H.V.A.C.)
| Size 400x300mm | No | 2 |  |  | DIVISION 15 - MECHANICAL (H.V.A.C.)
DIVISION 15 - MECHANICAL (H.V.A.C.)
| Size 500x400mm | No | 1 |  |  | DIVISION 15 - MECHANICAL (H.V.A.C.)
DIVISION 15 - MECHANICAL (H.V.A.C.)
| Size 300x300mm | No | 3 |  |  | DIVISION 15 - MECHANICAL (H.V.A.C.)
DIVISION 15 - MECHANICAL (H.V.A.C.)
| Size 350x300mm | No | 2 |  |  | DIVISION 15 - MECHANICAL (H.V.A.C.)
DIVISION 15 - MECHANICAL (H.V.A.C.)
| Size 300x250mm | No | 2 |  |  | DIVISION 15 - MECHANICAL (H.V.A.C.)
DIVISION 15 - MECHANICAL (H.V.A.C.)
| Size 300x200mm | No | 4 |  |  | DIVISION 15 - MECHANICAL (H.V.A.C.)
DIVISION 15 - MECHANICAL (H.V.A.C.)
| Size 300x150mm | No | 2 |  |  | DIVISION 15 - MECHANICAL (H.V.A.C.)
DIVISION 15 - MECHANICAL (H.V.A.C.)
| Size 200x200mm | No | 2 |  |  | DIVISION 15 - MECHANICAL (H.V.A.C.)
DIVISION 15 - MECHANICAL (H.V.A.C.)
| Size 200x150mm | No | 2 |  |  | DIVISION 15 - MECHANICAL (H.V.A.C.)
DIVISION 15 - MECHANICAL (H.V.A.C.)
| Size 1500x400mm | No | 2 |  |  | DIVISION 15 - MECHANICAL (H.V.A.C.)
DIVISION 15 - MECHANICAL (H.V.A.C.)
| Size 1000x250mm | No | 2 |  |  | DIVISION 15 - MECHANICAL (H.V.A.C.)
DIVISION 15 - MECHANICAL (H.V.A.C.)
| Coating of all smoke exhaust ducts by two hours rating |  |  |  |  | DIVISION 15 - MECHANICAL (H.V.A.C.)
| fire rated material as per codes and approved by |  |  |  |  | DIVISION 15 - MECHANICAL (H.V.A.C.)
Plan-MB-10648 | superintendents. | Item | LS | 15516.42 | 15516.42 | DIVISION 15 - MECHANICAL (H.V.A.C.)
DIVISION 15 - MECHANICAL (H.V.A.C.)
DIVISION 15 - MECHANICAL (H.V.A.C.)
DIVISION 15 - MECHANICAL (H.V.A.C.)
DIVISION 15 - MECHANICAL (H.V.A.C.)
DIVISION 15 - MECHANICAL (H.V.A.C.)
DIVISION 15 - MECHANICAL (H.V.A.C.)
[5 empty] | 17320.2 | DIVISION 15 - MECHANICAL (H.V.A.C.)
DIVISION 15 - MECHANICAL (H.V.A.C.)
DIVISION 15 - MECHANICAL (H.V.A.C.)
| DIVISION 15 - MECHANICAL (H.V.A.C.) |  |  |  |  | DIVISION 15 - MECHANICAL (H.V.A.C.)
DIVISION 15 - MECHANICAL (H.V.A.C.)
| SECTION 15820 - DUCT ACCESSORIES |  |  |  |  | DIVISION 15 - MECHANICAL (H.V.A.C.)
DIVISION 15 - MECHANICAL (H.V.A.C.)
DIVISION 15 - MECHANICAL (H.V.A.C.)
| Low leak motorized smoke fire dampers having re-stable type links |  |  |  |  | DIVISION 15 - MECHANICAL (H.V.A.C.)
| with feed-back indication of position including all controls, |  |  |  |  | DIVISION 15 - MECHANICAL (H.V.A.C.)
| wiring, accessories, interfacing with fire alarm, units and BAS |  |  |  |  | DIVISION 15 - MECHANICAL (H.V.A.C.)
| such as described and shown in drawings and technical specification. |  |  |  |  | DIVISION 15 - MECHANICAL (H.V.A.C.)
DIVISION 15 - MECHANICAL (H.V.A.C.)
Plan-MB-10649 | Size 4000x2100mm | No | 1 | 16292.24 | 16292.24 | DIVISION 15 - MECHANICAL (H.V.A.C.)
DIVISION 15 - MECHANICAL (H.V.A.C.)
| Size 3000x2800mm | No | 1 |  |  | DIVISION 15 - MECHANICAL (H.V.A.C.)
DIVISION 15 - MECHANICAL (H.V.A.C.)
| Size 2100x600mm | No | 12 |  |  | DIVISION 15 - MECHANICAL (H.V.A.C.)
DIVISION 15 - MECHANICAL (H.V.A.C.)
| Size 2000x1900mm | No | 4 |  |  | DIVISION 15 - MECHANICAL (H.V.A.C.)
DIVISION 15 - MECHANICAL (H.V.A.C.)
| Motororized smoke fire dampers having re-stable links |  |  |  |  | DIVISION 15 - MECHANICAL (H.V.A.C.)
| with feed-back indication of position, including all controls, |  |  |  |  | DIVISION 15 - MECHANICAL (H.V.A.C.)
| wiring, accessories, interfacing with fire alarm, units and BAS |  |  |  |  | DIVISION 15 - MECHANICAL (H.V.A.C.)
| such as described and shown in drawings and technical specification. |  |  |  |  | DIVISION 15 - MECHANICAL (H.V.A.C.)
DIVISION 15 - MECHANICAL (H.V.A.C.)
Plan-MB-10650 | Size 4000x800mm | No | 8 | 24438.36 | 24438.36 | DIVISION 15 - MECHANICAL (H.V.A.C.)
DIVISION 15 - MECHANICAL (H.V.A.C.)
| Size 3800x700mm | No | 12 |  |  | DIVISION 15 - MECHANICAL (H.V.A.C.)
DIVISION 15 - MECHANICAL (H.V.A.C.)
| Size 1800x600mm | No | 2 |  |  | DIVISION 15 - MECHANICAL (H.V.A.C.)
DIVISION 15 - MECHANICAL (H.V.A.C.)
| Size 1800x550mm | No | 1 |  |  | DIVISION 15 - MECHANICAL (H.V.A.C.)
DIVISION 15 - MECHANICAL (H.V.A.C.)
| Size 1650x500mm | No | 4 |  |  | DIVISION 15 - MECHANICAL (H.V.A.C.)
DIVISION 15 - MECHANICAL (H.V.A.C.)
| Size 1800x500mm | No | 3 |  |  | DIVISION 15 - MECHANICAL (H.V.A.C.)
DIVISION 15 - MECHANICAL (H.V.A.C.)
| Size 1500x500mm | No | 8 |  |  | DIVISION 15 - MECHANICAL (H.V.A.C.)
DIVISION 15 - MECHANICAL (H.V.A.C.)
| Size 1500x400mm | No | 2 |  |  | DIVISION 15 - MECHANICAL (H.V.A.C.)
DIVISION 15 - MECHANICAL (H.V.A.C.)
| Size 1300x400mm | No | 2 |  |  | DIVISION 15 - MECHANICAL (H.V.A.C.)
DIVISION 15 - MECHANICAL (H.V.A.C.)
DIVISION 15 - MECHANICAL (H.V.A.C.)
DIVISION 15 - MECHANICAL (H.V.A.C.)
DIVISION 15 - MECHANICAL (H.V.A.C.)
[5 empty] | 40730.6 | DIVISION 15 - MECHANICAL (H.V.A.C.)
DIVISION 15 - MECHANICAL (H.V.A.C.)
DIVISION 15 - MECHANICAL (H.V.A.C.)
| DIVISION 15 - MECHANICAL (H.V.A.C.) |  |  |  |  | DIVISION 15 - MECHANICAL (H.V.A.C.)
DIVISION 15 - MECHANICAL (H.V.A.C.)
| SECTION 15820 - DUCT ACCESSORIES |  |  |  |  | DIVISION 15 - MECHANICAL (H.V.A.C.)
DIVISION 15 - MECHANICAL (H.V.A.C.)
| Static sensing stations complete with all necessary |  |  |  |  | DIVISION 15 - MECHANICAL (H.V.A.C.)
Plan-MB-10651 | wiring, connection with AHU(s) control and BAS | Item | LS | 9697.76 | 9697.76 | DIVISION 15 - MECHANICAL (H.V.A.C.)
DIVISION 15 - MECHANICAL (H.V.A.C.)
| Flow measuring statins complete with all |  |  |  |  | DIVISION 15 - MECHANICAL (H.V.A.C.)
| necessary wiring, connection with AHU(s) |  |  |  |  | DIVISION 15 - MECHANICAL (H.V.A.C.)
Plan-MB-10652 | control and BAS. | No | 56 | 323.25 | 18102 | DIVISION 15 - MECHANICAL (H.V.A.C.)
DIVISION 15 - MECHANICAL (H.V.A.C.)
| Gravity dampers fabricated from 316 stainless steel |  |  |  |  | DIVISION 15 - MECHANICAL (H.V.A.C.)
| from the same manufacturer of AHU(s) complete |  |  |  |  | DIVISION 15 - MECHANICAL (H.V.A.C.)
| with all accessories |  |  |  |  | DIVISION 15 - MECHANICAL (H.V.A.C.)
DIVISION 15 - MECHANICAL (H.V.A.C.)
Plan-MB-10653 | Size 4000x800mm | No | 8 | 916.87 | 7334.96 | DIVISION 15 - MECHANICAL (H.V.A.C.)
DIVISION 15 - MECHANICAL (H.V.A.C.)
| Aluminium sheet metal jacketing for exposed |  |  |  |  | DIVISION 15 - MECHANICAL (H.V.A.C.)
| ducts & chilled water piping with all accessories, |  |  |  |  | DIVISION 15 - MECHANICAL (H.V.A.C.)
| joints, sealants, polythylene wrapping as per |  |  |  |  | DIVISION 15 - MECHANICAL (H.V.A.C.)
| specification and notes on drawing complete |  |  |  |  | DIVISION 15 - MECHANICAL (H.V.A.C.)
| in all respect. |  |  |  |  | DIVISION 15 - MECHANICAL (H.V.A.C.)
DIVISION 15 - MECHANICAL (H.V.A.C.)
| For ducts on roof, in plant room, in AHU room |  |  |  |  | DIVISION 15 - MECHANICAL (H.V.A.C.)
Plan-MB-10654 | and any exposed to view. | M3 | 15750 | 7.4 | 116550 | DIVISION 15 - MECHANICAL (H.V.A.C.)
DIVISION 15 - MECHANICAL (H.V.A.C.)
| Aluminium sheet metal jacketing for all chilled |  |  |  |  | DIVISION 15 - MECHANICAL (H.V.A.C.)
| water piping exposed to view in plant room |  |  |  |  | DIVISION 15 - MECHANICAL (H.V.A.C.)
| and AHU room and all chilled water piping |  |  |  |  | DIVISION 15 - MECHANICAL (H.V.A.C.)
| on roof complete in all respect. |  |  |  |  | DIVISION 15 - MECHANICAL (H.V.A.C.)
DIVISION 15 - MECHANICAL (H.V.A.C.)
Plan-MB-10655 | For 12\" diameter pipe | MR | 40 | 9.87 | 394.8 | DIVISION 15 - MECHANICAL (H.V.A.C.)
DIVISION 15 - MECHANICAL (H.V.A.C.)
Plan-MB-10656 | For 10\" diameter pipe | MR | 20 | 9.25 | 185 | DIVISION 15 - MECHANICAL (H.V.A.C.)
DIVISION 15 - MECHANICAL (H.V.A.C.)
Plan-MB-10657 | For 8\" diameter pipe | MR | 180 | 7.71 | 1387.8 | DIVISION 15 - MECHANICAL (H.V.A.C.)
DIVISION 15 - MECHANICAL (H.V.A.C.)
Plan-MB-10658 | For 6\" diameter pipe | MR | 400 | 7.4 | 2960 | DIVISION 15 - MECHANICAL (H.V.A.C.)
DIVISION 15 - MECHANICAL (H.V.A.C.)
Plan-MB-10659 | For 4\" diameter pipe | MR | 10 | 7.09 | 70.9 | DIVISION 15 - MECHANICAL (H.V.A.C.)
DIVISION 15 - MECHANICAL (H.V.A.C.)
Plan-MB-10660 | For 2-1/2\" diameter pipe | MR | 70 | 6.48 | 453.6 | DIVISION 15 - MECHANICAL (H.V.A.C.)
DIVISION 15 - MECHANICAL (H.V.A.C.)
DIVISION 15 - MECHANICAL (H.V.A.C.)
[5 empty] | 157136.82 | DIVISION 15 - MECHANICAL (H.V.A.C.)
DIVISION 15 - MECHANICAL (H.V.A.C.)
DIVISION 15 - MECHANICAL (H.V.A.C.)
| DIVISION 15 - MECHANICAL (H.V.A.C.) |  |  |  |  | DIVISION 15 - MECHANICAL (H.V.A.C.)
DIVISION 15 - MECHANICAL (H.V.A.C.)
| SECTION 15820 - DUCT ACCESSORIES |  |  |  |  | DIVISION 15 - MECHANICAL (H.V.A.C.)
DIVISION 15 - MECHANICAL (H.V.A.C.)
Plan-MB-10661 | For 2\" diameter pipe | MR | 5 | 6.17 | 30.85 | DIVISION 15 - MECHANICAL (H.V.A.C.)
DIVISION 15 - MECHANICAL (H.V.A.C.)
Plan-MB-10662 | For 1-1/2\" diameter pipe | MR | 140 | 5.86 | 820.4 | DIVISION 15 - MECHANICAL (H.V.A.C.)
DIVISION 15 - MECHANICAL (H.V.A.C.)
Plan-MB-10663 | For 1-1/4\" diameter pipe | MR | 5 | 5.55 | 27.75 | DIVISION 15 - MECHANICAL (H.V.A.C.)
DIVISION 15 - MECHANICAL (H.V.A.C.)
Plan-MB-10664 | For 1\" diameter pipe | MR | 90 | 4.93 | 443.7 | DIVISION 15 - MECHANICAL (H.V.A.C.)
DIVISION 15 - MECHANICAL (H.V.A.C.)
| SECTION 15850 - AIR OUTLETS & INLETS |  |  |  |  | DIVISION 15 - MECHANICAL (H.V.A.C.)
DIVISION 15 - MECHANICAL (H.V.A.C.)
| All air inlets and outlets terminals shown on HVAC |  |  |  |  | DIVISION 15 - MECHANICAL (H.V.A.C.)
| drawings, including curved linear diffuser, linear bar |  |  |  |  | DIVISION 15 - MECHANICAL (H.V.A.C.)
| grills, linear diffusers, registers, ceiling diffusers, |  |  |  |  | DIVISION 15 - MECHANICAL (H.V.A.C.)
| louvers, grills fresh air louvers with filters. |  |  |  |  | DIVISION 15 - MECHANICAL (H.V.A.C.)
DIVISION 15 - MECHANICAL (H.V.A.C.)
Plan-MB-10665 | Size 24x24 inch ceiling diffuser | No | 12 | 35377.44 | 35377.44 | DIVISION 15 - MECHANICAL (H.V.A.C.)
DIVISION 15 - MECHANICAL (H.V.A.C.)
| Size 21x21 inch ceiling diffuser | No | 25 |  |  | DIVISION 15 - MECHANICAL (H.V.A.C.)
DIVISION 15 - MECHANICAL (H.V.A.C.)
| Size 18x18 inch ceiling diffuser | No | 68 |  |  | DIVISION 15 - MECHANICAL (H.V.A.C.)
DIVISION 15 - MECHANICAL (H.V.A.C.)
| Size 15x15 inch ceiling diffuser | No | 374 |  |  | DIVISION 15 - MECHANICAL (H.V.A.C.)
DIVISION 15 - MECHANICAL (H.V.A.C.)
| Size 12x12 inch ceiling diffuser | No | 392 |  |  | DIVISION 15 - MECHANICAL (H.V.A.C.)
DIVISION 15 - MECHANICAL (H.V.A.C.)
| Size 9x9 inch ceiling diffuser | No | 852 |  |  | DIVISION 15 - MECHANICAL (H.V.A.C.)
DIVISION 15 - MECHANICAL (H.V.A.C.)
| Size 6x6 inch ceiling diffuser | No | 171 |  |  | DIVISION 15 - MECHANICAL (H.V.A.C.)
DIVISION 15 - MECHANICAL (H.V.A.C.)
| Dia. 6in round diffuser | No | 4 |  |  | DIVISION 15 - MECHANICAL (H.V.A.C.)
DIVISION 15 - MECHANICAL (H.V.A.C.)
| Dia. 6inch exhaust air disc valve | No | 143 |  |  | DIVISION 15 - MECHANICAL (H.V.A.C.)
DIVISION 15 - MECHANICAL (H.V.A.C.)
| 2-slot linear diffuser | MR | 624 |  |  | DIVISION 15 - MECHANICAL (H.V.A.C.)
DIVISION 15 - MECHANICAL (H.V.A.C.)
| Size 3-slot linear bar grill | MR | 103 |  |  | DIVISION 15 - MECHANICAL (H.V.A.C.)
DIVISION 15 - MECHANICAL (H.V.A.C.)
| Size 8 inch linear bar grill | MR | 208 |  |  | DIVISION 15 - MECHANICAL (H.V.A.C.)
DIVISION 15 - MECHANICAL (H.V.A.C.)
| Size 6 inch linear bar grill | MR | 50 |  |  | DIVISION 15 - MECHANICAL (H.V.A.C.)
DIVISION 15 - MECHANICAL (H.V.A.C.)
| Size 24x18 inch grill/register | No | 2 |  |  | DIVISION 15 - MECHANICAL (H.V.A.C.)
DIVISION 15 - MECHANICAL (H.V.A.C.)
DIVISION 15 - MECHANICAL (H.V.A.C.)
[5 empty] | 36700.14 | DIVISION 15 - MECHANICAL (H.V.A.C.)
DIVISION 15 - MECHANICAL (H.V.A.C.)
DIVISION 15 - MECHANICAL (H.V.A.C.)
| DIVISION 15 - MECHANICAL (H.V.A.C.) |  |  |  |  | DIVISION 15 - MECHANICAL (H.V.A.C.)
DIVISION 15 - MECHANICAL (H.V.A.C.)
| SECTION 15850 - AIR OUTLETS & INLETS |  |  |  |  | DIVISION 15 - MECHANICAL (H.V.A.C.)
DIVISION 15 - MECHANICAL (H.V.A.C.)
Plan-MB-10666 | Size 24x12 inch register/grill | No | 8 | 23584.96 | 23584.96 | DIVISION 15 - MECHANICAL (H.V.A.C.)
DIVISION 15 - MECHANICAL (H.V.A.C.)
| Size 20x6 inch register | No | 6 |  |  | DIVISION 15 - MECHANICAL (H.V.A.C.)
DIVISION 15 - MECHANICAL (H.V.A.C.)
| Size 34x 18 inch grill | No | 2 |  |  | DIVISION 15 - MECHANICAL (H.V.A.C.)
DIVISION 15 - MECHANICAL (H.V.A.C.)
| Size 24x8 inch register | No | 6 |  |  | DIVISION 15 - MECHANICAL (H.V.A.C.)
DIVISION 15 - MECHANICAL (H.V.A.C.)
| Size 18x10 inch register/grill | No | 1 |  |  | DIVISION 15 - MECHANICAL (H.V.A.C.)
DIVISION 15 - MECHANICAL (H.V.A.C.)
| Size 24x10 inch register/grill | No | 1 |  |  | DIVISION 15 - MECHANICAL (H.V.A.C.)
DIVISION 15 - MECHANICAL (H.V.A.C.)
| Size 12x6 inch register/grill | No | 1 |  |  | DIVISION 15 - MECHANICAL (H.V.A.C.)
DIVISION 15 - MECHANICAL (H.V.A.C.)
| Size 24x12 inch door grill | No | 2 |  |  | DIVISION 15 - MECHANICAL (H.V.A.C.)
DIVISION 15 - MECHANICAL (H.V.A.C.)
| Size 24x10 inch door grill. | No | 1 |  |  | DIVISION 15 - MECHANICAL (H.V.A.C.)
DIVISION 15 - MECHANICAL (H.V.A.C.)
Plan-MB-10667 | Size 2200x600mm fresh air louver | No | 1 | 2172.29 | 2172.29 | DIVISION 15 - MECHANICAL (H.V.A.C.)
DIVISION 15 - MECHANICAL (H.V.A.C.)
| Size 1000x300mm fresh air louver | No | 1 |  |  | DIVISION 15 - MECHANICAL (H.V.A.C.)
DIVISION 15 - MECHANICAL (H.V.A.C.)
| Size 2200x600mm fresh air louver | No | 1 |  |  | DIVISION 15 - MECHANICAL (H.V.A.C.)
DIVISION 15 - MECHANICAL (H.V.A.C.)
| Size 2250x600mm fresh air louver | No | 2 |  |  | DIVISION 15 - MECHANICAL (H.V.A.C.)
DIVISION 15 - MECHANICAL (H.V.A.C.)
| Size 2600x900mm exhaust air louver | No | 12 |  |  | DIVISION 15 - MECHANICAL (H.V.A.C.)
DIVISION 15 - MECHANICAL (H.V.A.C.)
| Size 1600x600mm exhaust air louver | No | 1 |  |  | DIVISION 15 - MECHANICAL (H.V.A.C.)
DIVISION 15 - MECHANICAL (H.V.A.C.)
| Size 1350x600mm exhaust air louver | No | 1 |  |  | DIVISION 15 - MECHANICAL (H.V.A.C.)
DIVISION 15 - MECHANICAL (H.V.A.C.)
| Size 2600x900mm exhaust air louver | No | 1 |  |  | DIVISION 15 - MECHANICAL (H.V.A.C.)
DIVISION 15 - MECHANICAL (H.V.A.C.)
| Size 700x500mm exhaust air louver | No | 2 |  |  | DIVISION 15 - MECHANICAL (H.V.A.C.)
DIVISION 15 - MECHANICAL (H.V.A.C.)
| Size 550x400mm exhaust air louver | No | 1 |  |  | DIVISION 15 - MECHANICAL (H.V.A.C.)
DIVISION 15 - MECHANICAL (H.V.A.C.)
| Size 500x350mm exhaust air louver | No | 1 |  |  | DIVISION 15 - MECHANICAL (H.V.A.C.)
DIVISION 15 - MECHANICAL (H.V.A.C.)
[5 empty] | 25757.25 | DIVISION 15 - MECHANICAL (H.V.A.C.)
DIVISION 15 - MECHANICAL (H.V.A.C.)
DIVISION 15 - MECHANICAL (H.V.A.C.)
| DIVISION 15 - MECHANICAL (H.V.A.C.) |  |  |  |  | DIVISION 15 - MECHANICAL (H.V.A.C.)
DIVISION 15 - MECHANICAL (H.V.A.C.)
| SECTION 15850 - AIR OUTLETS & INLETS |  |  |  |  | DIVISION 15 - MECHANICAL (H.V.A.C.)
DIVISION 15 - MECHANICAL (H.V.A.C.)
Plan-MB-10668 | Size 500x300mm exhaust air louver | No | 1 | 1034.42 | 1034.42 | DIVISION 15 - MECHANICAL (H.V.A.C.)
DIVISION 15 - MECHANICAL (H.V.A.C.)
| Size 400x300mm exhaust air louver | No | 1 |  |  | DIVISION 15 - MECHANICAL (H.V.A.C.)
DIVISION 15 - MECHANICAL (H.V.A.C.)
| Size 450x300mm exhaust air louver | No | 1 |  |  | DIVISION 15 - MECHANICAL (H.V.A.C.)
DIVISION 15 - MECHANICAL (H.V.A.C.)
| Size 350x250mm exhaust air louver | No | 1 |  |  | DIVISION 15 - MECHANICAL (H.V.A.C.)
DIVISION 15 - MECHANICAL (H.V.A.C.)
| Size 300x250mm exhaust air louver | No | 1 |  |  | DIVISION 15 - MECHANICAL (H.V.A.C.)
DIVISION 15 - MECHANICAL (H.V.A.C.)
| Size 300x200mm exhaust air louver | No | 1 |  |  | DIVISION 15 - MECHANICAL (H.V.A.C.)
DIVISION 15 - MECHANICAL (H.V.A.C.)
| Size 400x250mm exhaust air louver | No | 1 |  |  | DIVISION 15 - MECHANICAL (H.V.A.C.)
DIVISION 15 - MECHANICAL (H.V.A.C.)
| Size 250x150mm exhaust air louver | No | 4 |  |  | DIVISION 15 - MECHANICAL (H.V.A.C.)
DIVISION 15 - MECHANICAL (H.V.A.C.)
| Size 200x150mm exhaust air louver | No | 2 |  |  | DIVISION 15 - MECHANICAL (H.V.A.C.)
DIVISION 15 - MECHANICAL (H.V.A.C.)
| Size 450x350mm exhaust air louver | No | 2 |  |  | DIVISION 15 - MECHANICAL (H.V.A.C.)
DIVISION 15 - MECHANICAL (H.V.A.C.)
| Size 250x150mm exhaust air louver | No | 1 |  |  | DIVISION 15 - MECHANICAL (H.V.A.C.)
DIVISION 15 - MECHANICAL (H.V.A.C.)
| Size 1000x1000mm exhaust air louver | No | 12 |  |  | DIVISION 15 - MECHANICAL (H.V.A.C.)
DIVISION 15 - MECHANICAL (H.V.A.C.)
| SECTION 15860 - AIR TREATMENT EQUIPMENT |  |  |  |  | DIVISION 15 - MECHANICAL (H.V.A.C.)
DIVISION 15 - MECHANICAL (H.V.A.C.)
| All fresh air and mixed air and bag filter complete |  |  |  |  | DIVISION 15 - MECHANICAL (H.V.A.C.)
| with all fixing material and accessories as |  |  |  |  | DIVISION 15 - MECHANICAL (H.V.A.C.)
| specified and shown on the drawings. |  |  |  |  | DIVISION 15 - MECHANICAL (H.V.A.C.)
DIVISION 15 - MECHANICAL (H.V.A.C.)
Plan-MB-10669 | Size 2200x600mm | No | 2 | 7758.21 | 7758.21 | DIVISION 15 - MECHANICAL (H.V.A.C.)
DIVISION 15 - MECHANICAL (H.V.A.C.)
| Size 2250x600mm | No | 2 |  |  | DIVISION 15 - MECHANICAL (H.V.A.C.)
DIVISION 15 - MECHANICAL (H.V.A.C.)
| Size 2200x600mm | N o | 1 |  |  | DIVISION 15 - MECHANICAL (H.V.A.C.)
DIVISION 15 - MECHANICAL (H.V.A.C.)
| Bag filters for AHU(s) | Set | 44 |  |  | DIVISION 15 - MECHANICAL (H.V.A.C.)
DIVISION 15 - MECHANICAL (H.V.A.C.)
| Washable type filters for AHU | Set | 22 |  |  | DIVISION 15 - MECHANICAL (H.V.A.C.)
DIVISION 15 - MECHANICAL (H.V.A.C.)
| Washable type filters for FCU | Set | 18 |  |  | DIVISION 15 - MECHANICAL (H.V.A.C.)
DIVISION 15 - MECHANICAL (H.V.A.C.)
DIVISION 15 - MECHANICAL (H.V.A.C.)
[5 empty] | 8792.63 | DIVISION 15 - MECHANICAL (H.V.A.C.)
DIVISION 15 - MECHANICAL (H.V.A.C.)
DIVISION 15 - MECHANICAL (H.V.A.C.)
| DIVISION 15 - MECHANICAL (H.V.A.C.) |  |  |  |  | DIVISION 15 - MECHANICAL (H.V.A.C.)
DIVISION 15 - MECHANICAL (H.V.A.C.)
| SECTION 15080 - MECHANICAL INSULATION |  |  |  |  | DIVISION 15 - MECHANICAL (H.V.A.C.)
DIVISION 15 - MECHANICAL (H.V.A.C.)
| Rigid thick acoustic lining for exhaust, supply |  |  |  |  | DIVISION 15 - MECHANICAL (H.V.A.C.)
| return air ducts and linear plenums complete |  |  |  |  | DIVISION 15 - MECHANICAL (H.V.A.C.)
| with fixing mateirals perforated aluminium sheet |  |  |  |  | DIVISION 15 - MECHANICAL (H.V.A.C.)
Plan-MB-10670 | gauge 26 shall be used to fix the acoustic lining. | M2 | 1800 | 8.81 | 15858 | DIVISION 15 - MECHANICAL (H.V.A.C.)
DIVISION 15 - MECHANICAL (H.V.A.C.)
| Fiberglass heat insulation of thickness density |  |  |  |  | DIVISION 15 - MECHANICAL (H.V.A.C.)
| as specified for duct work covered with |  |  |  |  | DIVISION 15 - MECHANICAL (H.V.A.C.)
| aluminium foil vapour barrier aluminium |  |  |  |  | DIVISION 15 - MECHANICAL (H.V.A.C.)
Plan-MB-10671 | cladding complete with all fixing material | M2 | 44800 | 3.82 | 171136 | DIVISION 15 - MECHANICAL (H.V.A.C.)
DIVISION 15 - MECHANICAL (H.V.A.C.)
| Fiberglass insulation for chilled water piping, valves, |  |  |  |  | DIVISION 15 - MECHANICAL (H.V.A.C.)
| fittings etc. of the performed moulded sectional type |  |  |  |  | DIVISION 15 - MECHANICAL (H.V.A.C.)
| covered with aluminium foil vapor barrier factory |  |  |  |  | DIVISION 15 - MECHANICAL (H.V.A.C.)
| applied weatherproofing & cladding where necessary |  |  |  |  | DIVISION 15 - MECHANICAL (H.V.A.C.)
| and all as described in technical specification. |  |  |  |  | DIVISION 15 - MECHANICAL (H.V.A.C.)
DIVISION 15 - MECHANICAL (H.V.A.C.)
Plan-MB-10672 | For 12\" diameter pipe | MR | 68 | 15.51 | 1054.68 | DIVISION 15 - MECHANICAL (H.V.A.C.)
DIVISION 15 - MECHANICAL (H.V.A.C.)
Plan-MB-10673 | For 10\" diameter pipe | MR | 20 | 11.96 | 239.2 | DIVISION 15 - MECHANICAL (H.V.A.C.)
DIVISION 15 - MECHANICAL (H.V.A.C.)
Plan-MB-10674 | For 8\" diameter pipe | MR | 110 | 10.02 | 1102.2 | DIVISION 15 - MECHANICAL (H.V.A.C.)
DIVISION 15 - MECHANICAL (H.V.A.C.)
Plan-MB-10675 | For 6\" diameter pipe | MR | 538 | 8.08 | 4347.04 | DIVISION 15 - MECHANICAL (H.V.A.C.)
DIVISION 15 - MECHANICAL (H.V.A.C.)
Plan-MB-10676 | For 4\" diameter pipe | MR | 220 | 6.2 | 1364 | DIVISION 15 - MECHANICAL (H.V.A.C.)
DIVISION 15 - MECHANICAL (H.V.A.C.)
Plan-MB-10677 | For 3\" diameter pipe | MR | 95 | 5.17 | 491.15 | DIVISION 15 - MECHANICAL (H.V.A.C.)
DIVISION 15 - MECHANICAL (H.V.A.C.)
Plan-MB-10678 | For 2-1/2\" diameter pipe | MR | 460 | 4.86 | 2235.6 | DIVISION 15 - MECHANICAL (H.V.A.C.)
DIVISION 15 - MECHANICAL (H.V.A.C.)
Plan-MB-10679 | For 2\" diameter pipe | MR | 130 | 1.8 | 234 | DIVISION 15 - MECHANICAL (H.V.A.C.)
DIVISION 15 - MECHANICAL (H.V.A.C.)
Plan-MB-10680 | For 1-1/2\" diameter pipe | MR | 150 | 1.57 | 235.5 | DIVISION 15 - MECHANICAL (H.V.A.C.)
DIVISION 15 - MECHANICAL (H.V.A.C.)
Plan-MB-10681 | For 1-1/4\" diameter pipe | MR | 76 | 1.45 | 110.2 | DIVISION 15 - MECHANICAL (H.V.A.C.)
DIVISION 15 - MECHANICAL (H.V.A.C.)
Plan-MB-10682 | For 1\" diameter pipe | MR | 200 | 1.25 | 250 | DIVISION 15 - MECHANICAL (H.V.A.C.)
DIVISION 15 - MECHANICAL (H.V.A.C.)
DIVISION 15 - MECHANICAL (H.V.A.C.)
DIVISION 15 - MECHANICAL (H.V.A.C.)
[5 empty] | 198657.57 | DIVISION 15 - MECHANICAL (H.V.A.C.)
DIVISION 15 - MECHANICAL (H.V.A.C.)
DIVISION 15 - MECHANICAL (H.V.A.C.)
| DIVISION 15 - MECHANICAL (H.V.A.C.) |  |  |  |  | DIVISION 15 - MECHANICAL (H.V.A.C.)
DIVISION 15 - MECHANICAL (H.V.A.C.)
DIVISION 15 - MECHANICAL (H.V.A.C.)
| SECTION 15975 - ELECTRICAL MATERIALS |  |  |  |  | DIVISION 15 - MECHANICAL (H.V.A.C.)
| AND EQUIPMENT |  |  |  |  | DIVISION 15 - MECHANICAL (H.V.A.C.)
DIVISION 15 - MECHANICAL (H.V.A.C.)
| Isolation and connecting electrical cables, |  |  |  |  | DIVISION 15 - MECHANICAL (H.V.A.C.)
| panels, starters, lock stop switches, conduits, |  |  |  |  | DIVISION 15 - MECHANICAL (H.V.A.C.)
| wiring, etc. for HVAC system including all |  |  |  |  | DIVISION 15 - MECHANICAL (H.V.A.C.)
| 240 to 24 volts transformers, fixing and |  |  |  |  | DIVISION 15 - MECHANICAL (H.V.A.C.)
Plan-MB-10683 | joining materials, terminals, etc. | Item | LS | 45256.23 | 45256.23 | DIVISION 15 - MECHANICAL (H.V.A.C.)
DIVISION 15 - MECHANICAL (H.V.A.C.)
Plan-MB-10684 | VFD for AHU | No | 8 | 1163.73 | 9309.84 | DIVISION 15 - MECHANICAL (H.V.A.C.)
DIVISION 15 - MECHANICAL (H.V.A.C.)
| SECTION 15970 - AUTOMATIC TEMPERATURE |  |  |  |  | DIVISION 15 - MECHANICAL (H.V.A.C.)
| CONTROLS |  |  |  |  | DIVISION 15 - MECHANICAL (H.V.A.C.)
DIVISION 15 - MECHANICAL (H.V.A.C.)
DIVISION 15 - MECHANICAL (H.V.A.C.)
| Room digital thermostate, including subbase, |  |  |  |  | DIVISION 15 - MECHANICAL (H.V.A.C.)
| fixing, wiring, transparent plastic box with lock, |  |  |  |  | DIVISION 15 - MECHANICAL (H.V.A.C.)
| connection with DDC and all required |  |  |  |  | DIVISION 15 - MECHANICAL (H.V.A.C.)
| accessories. |  |  |  |  | DIVISION 15 - MECHANICAL (H.V.A.C.)
DIVISION 15 - MECHANICAL (H.V.A.C.)
DIVISION 15 - MECHANICAL (H.V.A.C.)
| VAV digital thermostate | No | 369 | INCLUDED | INCLUDED | DIVISION 15 - MECHANICAL (H.V.A.C.)
DIVISION 15 - MECHANICAL (H.V.A.C.)
| FCU digital thermostats with 3 speed switch |  |  |  |  | DIVISION 15 - MECHANICAL (H.V.A.C.)
| with ON/OFF | No | 19 | INCLUDED | INCLUDED | DIVISION 15 - MECHANICAL (H.V.A.C.)
DIVISION 15 - MECHANICAL (H.V.A.C.)
| AHU digital thermostat with ON/OFF | No | 22 | INCLUDED | INCLUDED | DIVISION 15 - MECHANICAL (H.V.A.C.)
DIVISION 15 - MECHANICAL (H.V.A.C.)
DIVISION 15 - MECHANICAL (H.V.A.C.)
DIVISION 15 - MECHANICAL (H.V.A.C.)
DIVISION 15 - MECHANICAL (H.V.A.C.)
DIVISION 15 - MECHANICAL (H.V.A.C.)
DIVISION 15 - MECHANICAL (H.V.A.C.)
DIVISION 15 - MECHANICAL (H.V.A.C.)
DIVISION 15 - MECHANICAL (H.V.A.C.)
DIVISION 15 - MECHANICAL (H.V.A.C.)
DIVISION 15 - MECHANICAL (H.V.A.C.)
DIVISION 15 - MECHANICAL (H.V.A.C.)
DIVISION 15 - MECHANICAL (H.V.A.C.)
DIVISION 15 - MECHANICAL (H.V.A.C.)
DIVISION 15 - MECHANICAL (H.V.A.C.)
[5 empty] | 54566.07 | DIVISION 15 - MECHANICAL (H.V.A.C.)
DIVISION 15 - MECHANICAL (H.V.A.C.)
DIVISION 15 - MECHANICAL (H.V.A.C.)
| DIVISION 15 - MECHANICAL (H.V.A.C.) |  |  |  |  | DIVISION 15 - MECHANICAL (H.V.A.C.)
DIVISION 15 - MECHANICAL (H.V.A.C.)
DIVISION 15 - MECHANICAL (H.V.A.C.)
| SECTION 15910 - BUILDING AUTOMATION |  |  |  |  | DIVISION 15 - MECHANICAL (H.V.A.C.)
| SYSTEM |  |  |  |  | DIVISION 15 - MECHANICAL (H.V.A.C.)
DIVISION 15 - MECHANICAL (H.V.A.C.)
| Microcomputer including all required hardware, |  |  |  |  | DIVISION 15 - MECHANICAL (H.V.A.C.)
Plan-MB-10685 | software and engineering. | No | 1 | 38791.05 | 38791.05 | DIVISION 15 - MECHANICAL (H.V.A.C.)
DIVISION 15 - MECHANICAL (H.V.A.C.)
| Direct digital controllers complete with wiring, |  |  |  |  | DIVISION 15 - MECHANICAL (H.V.A.C.)
| programming, engineering, comissioning |  |  |  |  | DIVISION 15 - MECHANICAL (H.V.A.C.)
| as required for VAV boxes. | No | 369 |  |  | DIVISION 15 - MECHANICAL (H.V.A.C.)
DIVISION 15 - MECHANICAL (H.V.A.C.)
| Direct digital controllers complete with wiring, |  |  |  |  | DIVISION 15 - MECHANICAL (H.V.A.C.)
| programming, engineering, commissioning |  |  |  |  | DIVISION 15 - MECHANICAL (H.V.A.C.)
| as required for AHU(s). | No | 22 |  |  | DIVISION 15 - MECHANICAL (H.V.A.C.)
DIVISION 15 - MECHANICAL (H.V.A.C.)
| Direct digital controller complete with wiring, programming, |  |  |  |  | DIVISION 15 - MECHANICAL (H.V.A.C.)
| engineering, commissioning as required for fans, FCU(s) |  |  |  |  | DIVISION 15 - MECHANICAL (H.V.A.C.)
| and others as per drawing. | Item | LS |  |  | DIVISION 15 - MECHANICAL (H.V.A.C.)
DIVISION 15 - MECHANICAL (H.V.A.C.)
| Direct digital controllers complete with wiring, |  |  |  |  | DIVISION 15 - MECHANICAL (H.V.A.C.)
| programming, engineering, commissioning |  |  |  |  | DIVISION 15 - MECHANICAL (H.V.A.C.)
| as required for HVAC & in Main Building, |  |  |  |  | DIVISION 15 - MECHANICAL (H.V.A.C.)
| Substation, chillers, Pump room, corrosion lab, |  |  |  |  | DIVISION 15 - MECHANICAL (H.V.A.C.)
| offices, external piping, Mosque complete |  |  |  |  | DIVISION 15 - MECHANICAL (H.V.A.C.)
| with DDCS and wiring from BAS room up to |  |  |  |  | DIVISION 15 - MECHANICAL (H.V.A.C.)
| each Building as per Superintendent approval |  |  |  |  | DIVISION 15 - MECHANICAL (H.V.A.C.)
DIVISION 15 - MECHANICAL (H.V.A.C.)
DIVISION 15 - MECHANICAL (H.V.A.C.)
| Ditto, Unitary | Item | LS |  |  | DIVISION 15 - MECHANICAL (H.V.A.C.)
DIVISION 15 - MECHANICAL (H.V.A.C.)
| Hand held terminal | Item | LS |  |  | DIVISION 15 - MECHANICAL (H.V.A.C.)
DIVISION 15 - MECHANICAL (H.V.A.C.)
| High speed colour printer (A3 size) | No | 1 |  |  | DIVISION 15 - MECHANICAL (H.V.A.C.)
DIVISION 15 - MECHANICAL (H.V.A.C.)
| Engineering and labour for entering equipment's |  |  |  |  | DIVISION 15 - MECHANICAL (H.V.A.C.)
| data for maintenance, management programme |  |  |  |  | DIVISION 15 - MECHANICAL (H.V.A.C.)
| including commissioning a directed & approved |  |  |  |  | DIVISION 15 - MECHANICAL (H.V.A.C.)
| by Superintendent for project all Buildings. | Item | LS |  |  | DIVISION 15 - MECHANICAL (H.V.A.C.)
DIVISION 15 - MECHANICAL (H.V.A.C.)
DIVISION 15 - MECHANICAL (H.V.A.C.)
DIVISION 15 - MECHANICAL (H.V.A.C.)
DIVISION 15 - MECHANICAL (H.V.A.C.)
[5 empty] | 38791.05 | DIVISION 15 - MECHANICAL (H.V.A.C.)
DIVISION 15 - MECHANICAL (H.V.A.C.)
DIVISION 15 - MECHANICAL (H.V.A.C.)
| DIVISION 15 - MECHANICAL (H.V.A.C.) |  |  |  |  | DIVISION 15 - MECHANICAL (H.V.A.C.)
DIVISION 15 - MECHANICAL (H.V.A.C.)
DIVISION 15 - MECHANICAL (H.V.A.C.)
| SECTION 15910 - BUILDING AUTOMATION |  |  |  |  | DIVISION 15 - MECHANICAL (H.V.A.C.)
| SYSTEM |  |  |  |  | DIVISION 15 - MECHANICAL (H.V.A.C.)
DIVISION 15 - MECHANICAL (H.V.A.C.)
| Sensors complete with installation, connection, |  |  |  |  | DIVISION 15 - MECHANICAL (H.V.A.C.)
| wiring, wells, commissioning and accessories |  |  |  |  | DIVISION 15 - MECHANICAL (H.V.A.C.)
| as shown and describe for all Buildings in |  |  |  |  | DIVISION 15 - MECHANICAL (H.V.A.C.)
| project. |  |  |  |  | DIVISION 15 - MECHANICAL (H.V.A.C.)
DIVISION 15 - MECHANICAL (H.V.A.C.)
Plan-MB-10686 | HC/H2S gas detection system sensor | Item | LS | 43886.823 | 43886.823 | DIVISION 15 - MECHANICAL (H.V.A.C.)
| Average temperature sensors (Air) | Item | LS |  |  | DIVISION 15 - MECHANICAL (H.V.A.C.)
| Temperature sensors (Water) | Item | LS |  |  | DIVISION 15 - MECHANICAL (H.V.A.C.)
| Outside humidity and temperature sensor | Item | LS |  |  | DIVISION 15 - MECHANICAL (H.V.A.C.)
| Static sensing station | Item | LS |  |  | DIVISION 15 - MECHANICAL (H.V.A.C.)
| Flow measuring station | Item | LS |  |  | DIVISION 15 - MECHANICAL (H.V.A.C.)
| Differencial pressure sensor (Water) | Item | LS |  |  | DIVISION 15 - MECHANICAL (H.V.A.C.)
| Differencial pressure switch for AHU | Item | LS |  |  | DIVISION 15 - MECHANICAL (H.V.A.C.)
| Water Flow Sensor | Item | LS |  |  | DIVISION 15 - MECHANICAL (H.V.A.C.)
| KW Transducer | Item | LS |  |  | DIVISION 15 - MECHANICAL (H.V.A.C.)
| Level sensor | Item | LS |  |  | DIVISION 15 - MECHANICAL (H.V.A.C.)
| Water flow meter | Item | LS |  |  | DIVISION 15 - MECHANICAL (H.V.A.C.)
| Differencial pressure sensor (air) | Item | LS |  |  | DIVISION 15 - MECHANICAL (H.V.A.C.)
| Water temperature sensor | Item | LS |  |  | DIVISION 15 - MECHANICAL (H.V.A.C.)
| Power meter | Item | LS |  |  | DIVISION 15 - MECHANICAL (H.V.A.C.)
| Smoke detector for AHUs | Item | LS |  |  | DIVISION 15 - MECHANICAL (H.V.A.C.)
| All required wiring, conduiting, fixation, routing, |  |  |  |  | DIVISION 15 - MECHANICAL (H.V.A.C.)
| testing etc. complete as require | Item | LS |  |  | DIVISION 15 - MECHANICAL (H.V.A.C.)
DIVISION 15 - MECHANICAL (H.V.A.C.)
DIVISION 15 - MECHANICAL (H.V.A.C.)
| SECTION 15950 - TESTING AND BALANCING |  |  |  |  | DIVISION 15 - MECHANICAL (H.V.A.C.)
DIVISION 15 - MECHANICAL (H.V.A.C.)
| Allow for testing and balancing of complete |  |  |  |  | DIVISION 15 - MECHANICAL (H.V.A.C.)
Plan-MB-10687 | HVAC system | Item | LS | 13224.22 | 13224.22 | DIVISION 15 - MECHANICAL (H.V.A.C.)
DIVISION 15 - MECHANICAL (H.V.A.C.)
DIVISION 15 - MECHANICAL (H.V.A.C.)
DIVISION 15 - MECHANICAL (H.V.A.C.)
DIVISION 15 - MECHANICAL (H.V.A.C.)
DIVISION 15 - MECHANICAL (H.V.A.C.)
DIVISION 15 - MECHANICAL (H.V.A.C.)
DIVISION 15 - MECHANICAL (H.V.A.C.)
DIVISION 15 - MECHANICAL (H.V.A.C.)
DIVISION 15 - MECHANICAL (H.V.A.C.)
[5 empty] | 57111.043 | DIVISION 15 - MECHANICAL (H.V.A.C.)
DIVISION 15 - MECHANICAL (H.V.A.C.)
DIVISION 15 - MECHANICAL (H.V.A.C.)
| DIVISION 15 - MECHANICAL (H.V.A.C.) |  |  |  |  | DIVISION 15 - MECHANICAL (H.V.A.C.)
DIVISION 15 - MECHANICAL (H.V.A.C.)
| GENERAL ITEMS |  |  |  |  | DIVISION 15 - MECHANICAL (H.V.A.C.)
DIVISION 15 - MECHANICAL (H.V.A.C.)
| Supply, install and / or perform the following |  |  |  |  | DIVISION 15 - MECHANICAL (H.V.A.C.)
| general items of work associated with HVAC/ |  |  |  |  | DIVISION 15 - MECHANICAL (H.V.A.C.)
| SMOKE installations complete in all respects, as |  |  |  |  | DIVISION 15 - MECHANICAL (H.V.A.C.)
| shown on drawings and / or described for proper |  |  |  |  | DIVISION 15 - MECHANICAL (H.V.A.C.)
| operation. |  |  |  |  | DIVISION 15 - MECHANICAL (H.V.A.C.)
DIVISION 15 - MECHANICAL (H.V.A.C.)
Plan-MB-10688 | All mechanical identification systems as described. | Item | LS | 4525.623 | 4525.623 | DIVISION 15 - MECHANICAL (H.V.A.C.)
DIVISION 15 - MECHANICAL (H.V.A.C.)
| Testing, adjusting and commissioning of the |  |  |  |  | DIVISION 15 - MECHANICAL (H.V.A.C.)
| complete HVAC / SMOKE installations. | Item | LS | INCLUDED | INCLUDED | DIVISION 15 - MECHANICAL (H.V.A.C.)
DIVISION 15 - MECHANICAL (H.V.A.C.)
| Maintain HVAC / SMOKE installations throughout |  |  |  |  | DIVISION 15 - MECHANICAL (H.V.A.C.)
| the contract maintenance period (including defect liability |  |  |  |  | DIVISION 15 - MECHANICAL (H.V.A.C.)
| period) including providing all required spare parts, |  |  |  |  | DIVISION 15 - MECHANICAL (H.V.A.C.)
| maintenance equipment, tools etc. & all routine |  |  |  |  | DIVISION 15 - MECHANICAL (H.V.A.C.)
| operational maintenance and full preventive |  |  |  |  | DIVISION 15 - MECHANICAL (H.V.A.C.)
| maintenance activities during such period. | Item | LS | INCLUDED | INCLUDED | DIVISION 15 - MECHANICAL (H.V.A.C.)
DIVISION 15 - MECHANICAL (H.V.A.C.)
| Training of employer's staff in the operation and |  |  |  |  | DIVISION 15 - MECHANICAL (H.V.A.C.)
| maintenance of the complete HVAC / SMOKE |  |  |  |  | DIVISION 15 - MECHANICAL (H.V.A.C.)
| installations, as per Contract Specification/ |  |  |  |  | DIVISION 15 - MECHANICAL (H.V.A.C.)
| General Conditions of Contracts. | Item | LS | INCLUDED | INCLUDED | DIVISION 15 - MECHANICAL (H.V.A.C.)
DIVISION 15 - MECHANICAL (H.V.A.C.)
| Any material, equipment or piece of work |  |  |  |  | DIVISION 15 - MECHANICAL (H.V.A.C.)
| necessary for the optimum performance of the |  |  |  |  | DIVISION 15 - MECHANICAL (H.V.A.C.)
| HVAC / SMOKE systems shall be provided by |  |  |  |  | DIVISION 15 - MECHANICAL (H.V.A.C.)
| the Contractor whether mentioned in the bills |  |  |  |  | DIVISION 15 - MECHANICAL (H.V.A.C.)
| and other contract documents or not. | Item | LS | INCLUDED | INCLUDED | DIVISION 15 - MECHANICAL (H.V.A.C.)
DIVISION 15 - MECHANICAL (H.V.A.C.)
| Builder work including opening, bases, frames, |  |  |  |  | DIVISION 15 - MECHANICAL (H.V.A.C.)
| sealing etc. | Item | LS | INCLUDED | INCLUDED | DIVISION 15 - MECHANICAL (H.V.A.C.)
DIVISION 15 - MECHANICAL (H.V.A.C.)
| Getting all Ministries including KOC authority |  |  |  |  | DIVISION 15 - MECHANICAL (H.V.A.C.)
| approval for as built system. | Item | LS | INCLUDED | INCLUDED | DIVISION 15 - MECHANICAL (H.V.A.C.)
DIVISION 15 - MECHANICAL (H.V.A.C.)
| Shopdrawings, composite drawing and As-Built |  |  |  |  | DIVISION 15 - MECHANICAL (H.V.A.C.)
| drawing and documents, submission and approval. | Item | LS | INCLUDED | INCLUDED | DIVISION 15 - MECHANICAL (H.V.A.C.)
DIVISION 15 - MECHANICAL (H.V.A.C.)
| Spare parts for equipment, specialities, etc., |  |  |  |  | DIVISION 15 - MECHANICAL (H.V.A.C.)
| complete in all respect as per manufacturer |  |  |  |  | DIVISION 15 - MECHANICAL (H.V.A.C.)
| recommendation, Contract specification and |  |  |  |  | DIVISION 15 - MECHANICAL (H.V.A.C.)
| KOC Standard (KOC-G-009). | Item | LS | INCLUDED | INCLUDED | DIVISION 15 - MECHANICAL (H.V.A.C.)
DIVISION 15 - MECHANICAL (H.V.A.C.)
[5 empty] | 4525.623 | DIVISION 15 - MECHANICAL (H.V.A.C.)
DIVISION 15 - MECHANICAL (H.V.A.C.)
DIVISION 15 - MECHANICAL (H.V.A.C.)
| DIVISION 15 - MECHANICAL (H.V.A.C.) |  |  |  |  | DIVISION 15 - MECHANICAL (H.V.A.C.)
DIVISION 15 - MECHANICAL (H.V.A.C.)
DIVISION 15 - MECHANICAL (H.V.A.C.)
DIVISION 15 - MECHANICAL (H.V.A.C.)
| COLLECTION |  |  |  |  | DIVISION 15 - MECHANICAL (H.V.A.C.)
DIVISION 15 - MECHANICAL (H.V.A.C.)
| Total of Page Bill No.1/HV-15-1 |  |  |  | 23294.75 | DIVISION 15 - MECHANICAL (H.V.A.C.)
| Ditto Bill No.1/HV-15-2 |  |  |  | 79592.52 | DIVISION 15 - MECHANICAL (H.V.A.C.)
| Ditto Bill No.1/HV-15-3 |  |  |  | 17766.82 | DIVISION 15 - MECHANICAL (H.V.A.C.)
| Ditto Bill No.1/HV-15-4 |  |  |  | 17621.85 | DIVISION 15 - MECHANICAL (H.V.A.C.)
| Ditto Bill No.1/HV-15-5 |  |  |  | 3453 | DIVISION 15 - MECHANICAL (H.V.A.C.)
| Ditto Bill No.1/HV-15-6 |  |  |  | 8207.3 | DIVISION 15 - MECHANICAL (H.V.A.C.)
| Ditto Bill No.1/HV-15-7 |  |  |  | 13151.38 | DIVISION 15 - MECHANICAL (H.V.A.C.)
| Ditto Bill No.1/HV-15-8 |  |  |  | 27670.31 | DIVISION 15 - MECHANICAL (H.V.A.C.)
| Ditto Bill No.1/HV-15-9 |  |  |  | 52620.8 | DIVISION 15 - MECHANICAL (H.V.A.C.)
| Ditto Bill No.1/HV-15-10 |  |  |  | 15432.37 | DIVISION 15 - MECHANICAL (H.V.A.C.)
| Ditto Bill No.1/HV-15-11 |  |  |  | 191223.54 | DIVISION 15 - MECHANICAL (H.V.A.C.)
| Ditto Bill No.1/HV-15-12 |  |  |  | 0 | DIVISION 15 - MECHANICAL (H.V.A.C.)
| Ditto Bill No.1/HV-15-13 |  |  |  | 7901.18 | DIVISION 15 - MECHANICAL (H.V.A.C.)
| Ditto Bill No.1/HV-15-14 |  |  |  | 29500.15 | DIVISION 15 - MECHANICAL (H.V.A.C.)
| Ditto Bill No.1/HV-15-15 |  |  |  | 4851.35 | DIVISION 15 - MECHANICAL (H.V.A.C.)
| Ditto Bill No.1/HV-15-16 |  |  |  | 11981.47 | DIVISION 15 - MECHANICAL (H.V.A.C.)
| Ditto Bill No.1/HV-15-17 |  |  |  | 10347.18 | DIVISION 15 - MECHANICAL (H.V.A.C.)
| Ditto Bill No.1/HV-15-18 |  |  |  | 4434.4 | DIVISION 15 - MECHANICAL (H.V.A.C.)
| Ditto Bill No.1/HV-15-19 |  |  |  | 172696.2 | DIVISION 15 - MECHANICAL (H.V.A.C.)
| Ditto Bill No.1/HV-15-20 |  |  |  | 32090.78 | DIVISION 15 - MECHANICAL (H.V.A.C.)
| Ditto Bill No.1/HV-15-21 |  |  |  | 102443.65 | DIVISION 15 - MECHANICAL (H.V.A.C.)
| Ditto Bill No.1/HV-15-22 |  |  |  | 28317.47 | DIVISION 15 - MECHANICAL (H.V.A.C.)
| Ditto Bill No.1/HV-15-23 |  |  |  | 17320.2 | DIVISION 15 - MECHANICAL (H.V.A.C.)
| Ditto Bill No.1/HV-15-24 |  |  |  | 40730.6 | DIVISION 15 - MECHANICAL (H.V.A.C.)
| Ditto Bill No.1/HV-15-25 |  |  |  | 157136.82 | DIVISION 15 - MECHANICAL (H.V.A.C.)
| Ditto Bill No.1/HV-15-26 |  |  |  | 36700.14 | DIVISION 15 - MECHANICAL (H.V.A.C.)
| Ditto Bill No.1/HV-15-27 |  |  |  | 25757.25 | DIVISION 15 - MECHANICAL (H.V.A.C.)
| Ditto Bill No.1/HV-15-28 |  |  |  | 8792.63 | DIVISION 15 - MECHANICAL (H.V.A.C.)
| Ditto Bill No.1/HV-15-29 |  |  |  | 198657.57 | DIVISION 15 - MECHANICAL (H.V.A.C.)
| Ditto Bill No.1/HV-15-30 |  |  |  | 54566.07 | DIVISION 15 - MECHANICAL (H.V.A.C.)
| Ditto Bill No.1/HV-15-31 |  |  |  | 38791.05 | DIVISION 15 - MECHANICAL (H.V.A.C.)
| Ditto Bill No.1/HV-15-32 |  |  |  | 57111.043 | DIVISION 15 - MECHANICAL (H.V.A.C.)
| Ditto Bill No.1/HV-15-33 |  |  |  | 4525.623 | DIVISION 15 - MECHANICAL (H.V.A.C.)
DIVISION 15 - MECHANICAL (H.V.A.C.)
DIVISION 15 - MECHANICAL (H.V.A.C.)
DIVISION 15 - MECHANICAL (H.V.A.C.)
[5 empty] | 1494687.466 | DIVISION 15 - MECHANICAL (H.V.A.C.)
DIVISION 15 - MECHANICAL (H.V.A.C.)
| DIVISION 15 - MECHANICAL |  |  |  |  | DIVISION 15 - MECHANICAL
DIVISION 15 - MECHANICAL
| The Contractor is referred to the Specifications and Drawings for |  |  |  |  | DIVISION 15 - MECHANICAL
| all details related to this Division of the works and he is to include |  |  |  |  | DIVISION 15 - MECHANICAL
| for complying with all the requirements contained therein, whether |  |  |  |  | DIVISION 15 - MECHANICAL
| or not those are specifically mentioned within the items. |  |  |  |  | DIVISION 15 - MECHANICAL
DIVISION 15 - MECHANICAL
| SECTION 15000 - PLU. & F.F. GENERAL SPECIFICATIONS |  |  |  |  | DIVISION 15 - MECHANICAL
| SECTION 15100 - PLUMBING PIPING |  |  |  |  | DIVISION 15 - MECHANICAL
| DRAINAGE |  |  |  |  | DIVISION 15 - MECHANICAL
| NOTE: |  |  |  |  | DIVISION 15 - MECHANICAL
| All equipments shall be provided with free volt contactor |  |  |  |  | DIVISION 15 - MECHANICAL
| for connection to BMS. |  |  |  |  | DIVISION 15 - MECHANICAL
DIVISION 15 - MECHANICAL
| All parts, material, piping and equipments shall be comply with |  |  |  |  | DIVISION 15 - MECHANICAL
| KOC vender list. |  |  |  |  | DIVISION 15 - MECHANICAL
| All the hung piping above false ceiling shall be with factory |  |  |  |  | DIVISION 15 - MECHANICAL
| assambly acoustic lining silent pipe type. |  |  |  |  | DIVISION 15 - MECHANICAL
DIVISION 15 - MECHANICAL
| Supply, install, test, commission and maintain the following items |  |  |  |  | DIVISION 15 - MECHANICAL
| and piping network for building as shown on drawing and |  |  |  |  | DIVISION 15 - MECHANICAL
| mentioned in specifications complete with material, supports, |  |  |  |  | DIVISION 15 - MECHANICAL
| excavation, backfilling, concrete encasement fixing material |  |  |  |  | DIVISION 15 - MECHANICAL
| and accessories. |  |  |  |  | DIVISION 15 - MECHANICAL
DIVISION 15 - MECHANICAL
| UPVC pipes and fittings as per KOC standard KOC-C-025 |  |  |  |  | DIVISION 15 - MECHANICAL
| drainage piping for underground and above |  |  |  |  | DIVISION 15 - MECHANICAL
| ground drainage system, waste water, soil, rain water and vent |  |  |  |  | DIVISION 15 - MECHANICAL
| piping from each sanitary fixture, floor drain, and each outlet |  |  |  |  | DIVISION 15 - MECHANICAL
| from building up to building, manhole including pipe fittings, |  |  |  |  | DIVISION 15 - MECHANICAL
| concrete encasement for u/g pipes, fixation material, acoustic |  |  |  |  | DIVISION 15 - MECHANICAL
| lining silent pipe type for all hung piping above false ceiling, |  |  |  |  | DIVISION 15 - MECHANICAL
| rodding eye, cleanouts with access doors, pipe supports, risers |  |  |  |  | DIVISION 15 - MECHANICAL
| and vent piping complete in all respects. |  |  |  |  | DIVISION 15 - MECHANICAL
| complete in all respect as per specifications. |  |  |  |  | DIVISION 15 - MECHANICAL
DIVISION 15 - MECHANICAL
Plan-MB-10689 | 150mm diameter piping | MR | 1500 | 10.77 | 16155 | DIVISION 15 - MECHANICAL
Plan-MB-10690 | 100mm diameter piping | MR | 1400 | 9.85 | 13790 | DIVISION 15 - MECHANICAL
Plan-MB-10691 | 75mm diameter piping | MR | 150 | 8.87 | 1330.5 | DIVISION 15 - MECHANICAL
Plan-MB-10692 | 50mm diameter piping | MR | 350 | 5.91 | 2068.5 | DIVISION 15 - MECHANICAL
DIVISION 15 - MECHANICAL
| Piping and fittings as per KOC standard C13B-class |  |  |  |  | DIVISION 15 - MECHANICAL
| (For pressurized waste water drainage system, |  |  |  |  | DIVISION 15 - MECHANICAL
| from sump pit pumps to out side nearest MH etc. complete |  |  |  |  | DIVISION 15 - MECHANICAL
| with all pipe fittings, vent, flanges, fixation materials fittings, |  |  |  |  | DIVISION 15 - MECHANICAL
| valves and hangers as per specification and drawings |  |  |  |  | DIVISION 15 - MECHANICAL
DIVISION 15 - MECHANICAL
Plan-MB-10693 | 100mm diameter piping | MR | 100 | 19.71 | 1971 | DIVISION 15 - MECHANICAL
DIVISION 15 - MECHANICAL
[5 empty] | 35315 | DIVISION 15 - MECHANICAL
DIVISION 15 - MECHANICAL
DIVISION 15 - MECHANICAL
| DIVISION 15 - MECHANICAL |  |  |  |  | DIVISION 15 - MECHANICAL
DIVISION 15 - MECHANICAL
| WATER SUPPLY |  |  |  |  | DIVISION 15 - MECHANICAL
DIVISION 15 - MECHANICAL
| NOTE: |  |  |  |  | DIVISION 15 - MECHANICAL
DIVISION 15 - MECHANICAL
| The Contractor is referred to the Specifications and drawings for |  |  |  |  | DIVISION 15 - MECHANICAL
| all details related to this Division of the works and he is to |  |  |  |  | DIVISION 15 - MECHANICAL
| include for complying with all the requirements contained therein, |  |  |  |  | DIVISION 15 - MECHANICAL
| whether or not those are specifically mentioned within the items. |  |  |  |  | DIVISION 15 - MECHANICAL
DIVISION 15 - MECHANICAL
| All exposed hot water supply piping on roof shall be |  |  |  |  | DIVISION 15 - MECHANICAL
| HDPE PE-100 according to KOC-MP-022ptl,pt2 with fiber |  |  |  |  | DIVISION 15 - MECHANICAL
| glass wool insulation and same shall be cladded with aluminum |  |  |  |  | DIVISION 15 - MECHANICAL
| sheet metal. |  |  |  |  | DIVISION 15 - MECHANICAL
DIVISION 15 - MECHANICAL
| All vertical piping (hot & cold) supply inside shafts shall be |  |  |  |  | DIVISION 15 - MECHANICAL
| HDPE PE-100 according to KOC-MP-002 ptl,pt2 |  |  |  |  | DIVISION 15 - MECHANICAL
| Hot water supply piping with fiber glass wool insulation. |  |  |  |  | DIVISION 15 - MECHANICAL
DIVISION 15 - MECHANICAL
| Water supply piping (hot & cold) inside toilet and kitchens shall |  |  |  |  | DIVISION 15 - MECHANICAL
| be HDPE PE-100 according to KOC-MP-022 ptl, pt2 |  |  |  |  | DIVISION 15 - MECHANICAL
| and hot water supply piping with fiber glass wool |  |  |  |  | DIVISION 15 - MECHANICAL
| insulation. |  |  |  |  | DIVISION 15 - MECHANICAL
DIVISION 15 - MECHANICAL
| All pipe diameter sizes as mentioned & shown on drawing |  |  |  |  | DIVISION 15 - MECHANICAL
| and BOQ shall be inside clear diameter. |  |  |  |  | DIVISION 15 - MECHANICAL
DIVISION 15 - MECHANICAL
| All equipments shall be provided with free volt contractor for |  |  |  |  | DIVISION 15 - MECHANICAL
| coonection to BAS. |  |  |  |  | DIVISION 15 - MECHANICAL
DIVISION 15 - MECHANICAL
| All the system shall be in accordance with KOC standards. |  |  |  |  | DIVISION 15 - MECHANICAL
| vender list. |  |  |  |  | DIVISION 15 - MECHANICAL
DIVISION 15 - MECHANICAL
DIVISION 15 - MECHANICAL
DIVISION 15 - MECHANICAL
DIVISION 15 - MECHANICAL
DIVISION 15 - MECHANICAL
DIVISION 15 - MECHANICAL
DIVISION 15 - MECHANICAL
DIVISION 15 - MECHANICAL
DIVISION 15 - MECHANICAL
DIVISION 15 - MECHANICAL
[5 empty] | 0 | DIVISION 15 - MECHANICAL
DIVISION 15 - MECHANICAL
DIVISION 15 - MECHANICAL
| DIVISION 15 - MECHANICAL |  |  |  |  | DIVISION 15 - MECHANICAL
DIVISION 15 - MECHANICAL
| Supply, install, test, commission & maintain the following items |  |  |  |  | DIVISION 15 - MECHANICAL
| and piping networks for building as shown on drawings for hot |  |  |  |  | DIVISION 15 - MECHANICAL
| and cold water supply system with pipe, flexible valve, float valve |  |  |  |  | DIVISION 15 - MECHANICAL
| fittings, valves, equipments, support and required accessories / |  |  |  |  | DIVISION 15 - MECHANICAL
| items, including connection with plumbing equipment with all |  |  |  |  | DIVISION 15 - MECHANICAL
| flexible hoses and angle valves. |  |  |  |  | DIVISION 15 - MECHANICAL
DIVISION 15 - MECHANICAL
| Cold water supply piping network as shown in drawing complete |  |  |  |  | DIVISION 15 - MECHANICAL
| with pipe fitting, valves, strainer supports etc. |  |  |  |  | DIVISION 15 - MECHANICAL
DIVISION 15 - MECHANICAL
Plan-MB-10694 | 4 Inch diameter | MR | 150 | 24.28 | 3642 | DIVISION 15 - MECHANICAL
DIVISION 15 - MECHANICAL
Plan-MB-10695 | 3 Inch diameter | MR | 300 | 21.39 | 6417 | DIVISION 15 - MECHANICAL
DIVISION 15 - MECHANICAL
Plan-MB-10696 | 2 1/2 Inch diameter | MR | 200 | 19.57 | 3914 | DIVISION 15 - MECHANICAL
DIVISION 15 - MECHANICAL
Plan-MB-10697 | 2 Inch diameter | MR | 400 | 15.48 | 6192 | DIVISION 15 - MECHANICAL
DIVISION 15 - MECHANICAL
Plan-MB-10698 | 1 1/2 Inch diameter | MR | 350 | 13.72 | 4802 | DIVISION 15 - MECHANICAL
DIVISION 15 - MECHANICAL
Plan-MB-10699 | 1 1/4 Inch diameter | MR | 300 | 10.7 | 3210 | DIVISION 15 - MECHANICAL
DIVISION 15 - MECHANICAL
Plan-MB-10700 | 1 Inch diameter | MR | 500 | 9.85 | 4925 | DIVISION 15 - MECHANICAL
DIVISION 15 - MECHANICAL
Plan-MB-10701 | 3/4 Inch diameter | MR | 900 | 7.88 | 7092 | DIVISION 15 - MECHANICAL
DIVISION 15 - MECHANICAL
| Cold water supply piping network exposed to sunlight in the roof |  |  |  |  | DIVISION 15 - MECHANICAL
| as shown in drawing complete with pipe fitting, valves, strainer, |  |  |  |  | DIVISION 15 - MECHANICAL
| supports etc. |  |  |  |  | DIVISION 15 - MECHANICAL
DIVISION 15 - MECHANICAL
Plan-MB-10702 | 3/4 Inch diameter | MR | 250 | 9.85 | 2462.5 | DIVISION 15 - MECHANICAL
DIVISION 15 - MECHANICAL
| Hot water supply network as shown in drawing complete with pipe |  |  |  |  | DIVISION 15 - MECHANICAL
| fittings valves, supports and pipe insulation etc. |  |  |  |  | DIVISION 15 - MECHANICAL
DIVISION 15 - MECHANICAL
Plan-MB-10703 | 1 inch diameter | MR | 150 | 11.82 | 1773 | DIVISION 15 - MECHANICAL
DIVISION 15 - MECHANICAL
Plan-MB-10704 | 3/4 inch diameter | MR | 600 | 9.85 | 5910 | DIVISION 15 - MECHANICAL
DIVISION 15 - MECHANICAL
Plan-MB-10705 | Automatic Air vent valves with gate valves | No | 8 | 14.78 | 118.24 | DIVISION 15 - MECHANICAL
DIVISION 15 - MECHANICAL
DIVISION 15 - MECHANICAL
DIVISION 15 - MECHANICAL
[5 empty] | 50457.74 | DIVISION 15 - MECHANICAL
DIVISION 15 - MECHANICAL
DIVISION 15 - MECHANICAL
| DIVISION 15 - MECHANICAL |  |  |  |  | DIVISION 15 - MECHANICAL
DIVISION 15 - MECHANICAL
| SECTION 15191 - FUEL SYSTEM FOR F.F DIESEL PUMP & GENERATORS |  |  |  |  | DIVISION 15 - MECHANICAL
| SECTION 15000 - PLU.&F.F GENERAL SPECIFICATION |  |  |  |  | DIVISION 15 - MECHANICAL
| Supply , install, test , commission and maintain the following parts , |  |  |  |  | DIVISION 15 - MECHANICAL
| materials, equipment according to KOC regulations , NFPA |  |  |  |  | DIVISION 15 - MECHANICAL
| codes , tender documents and mentioned on the drawings. |  |  |  |  | DIVISION 15 - MECHANICAL
DIVISION 15 - MECHANICAL
| shilter generators diesel tank at basement |  |  |  |  | DIVISION 15 - MECHANICAL
DIVISION 15 - MECHANICAL
| Diesel fuel steel tank of capacity 2000 gallon for generators empded in |  |  |  |  | DIVISION 15 - MECHANICAL
| the sand , with connections , electronic level control , indicator and supply |  |  |  |  | DIVISION 15 - MECHANICAL
| piping including explosin proof filling line valves and all accessories / |  |  |  |  | DIVISION 15 - MECHANICAL
Plan-MB-10706 | fittings , filling point , etc. as per KOC requirement complete in all respect. | No | 1 | 1657.92 | 1657.92 | DIVISION 15 - MECHANICAL
DIVISION 15 - MECHANICAL
| Fuel piping & fittings C15 A class according to KOC-MP-010 with fire |  |  |  |  | DIVISION 15 - MECHANICAL
| resistance coating for 2 hours to complete the fuel system from filling point |  |  |  |  | DIVISION 15 - MECHANICAL
| up to tank and piping connection with filling point manhole with valve and |  |  |  |  | DIVISION 15 - MECHANICAL
Plan-MB-10707 | all fittings | Item | L.S | 2344.42 | 2344.42 | DIVISION 15 - MECHANICAL
DIVISION 15 - MECHANICAL
Plan-MB-10708 | Earth pit with cast iron cover , frame , earth cable and clamp | Item | L.S | 303.3 | 303.3 | DIVISION 15 - MECHANICAL
DIVISION 15 - MECHANICAL
| Fuel tank level control panel including alarm , light and buzzer connected |  |  |  |  | DIVISION 15 - MECHANICAL
Plan-MB-10709 | with BMS with all necessary tank sensores & connections | Item | L.S | 586.59 | 586.59 | DIVISION 15 - MECHANICAL
DIVISION 15 - MECHANICAL
Plan-MB-10710 | Fuel hand pump | Item | L.S | 204.78 | 204.78 | DIVISION 15 - MECHANICAL
DIVISION 15 - MECHANICAL
Plan-MB-10711 | Ventilation pipe 2 inch dia with cap and all accessories | Item | L.S | 1024.73 | 1024.73 | DIVISION 15 - MECHANICAL
DIVISION 15 - MECHANICAL
Plan-MB-10712 | Testing , commissioning and approval of complete fuel system from KOC | Item | L.S | 303.21 | 303.21 | DIVISION 15 - MECHANICAL
DIVISION 15 - MECHANICAL
DIVISION 15 - MECHANICAL
DIVISION 15 - MECHANICAL
DIVISION 15 - MECHANICAL
DIVISION 15 - MECHANICAL
DIVISION 15 - MECHANICAL
DIVISION 15 - MECHANICAL
DIVISION 15 - MECHANICAL
DIVISION 15 - MECHANICAL
DIVISION 15 - MECHANICAL
DIVISION 15 - MECHANICAL
DIVISION 15 - MECHANICAL
DIVISION 15 - MECHANICAL
[5 empty] | 6424.95 | DIVISION 15 - MECHANICAL
DIVISION 15 - MECHANICAL
DIVISION 15 - MECHANICAL
| DIVISION 15 - MECHANICAL |  |  |  |  | DIVISION 15 - MECHANICAL
DIVISION 15 - MECHANICAL
| SECTION 15191 - FUEL SYSTEM FOR F.F DIESEL PUMP & GENERATORS |  |  |  |  | DIVISION 15 - MECHANICAL
| SECTION 15000 - PLU.&F.F GENERAL SPECIFICATION |  |  |  |  | DIVISION 15 - MECHANICAL
DIVISION 15 - MECHANICAL
| Supply , install, test , commission and maintain the following parts , |  |  |  |  | DIVISION 15 - MECHANICAL
| materials, equipment according to KOC regulations , NFPA |  |  |  |  | DIVISION 15 - MECHANICAL
| codes , tender documents and mentioned on the drawings. |  |  |  |  | DIVISION 15 - MECHANICAL
DIVISION 15 - MECHANICAL
| Diesel Tank for Diesel Fire fighting pump at basement |  |  |  |  | DIVISION 15 - MECHANICAL
DIVISION 15 - MECHANICAL
| Diesel fuel steel tank of capacity 1.5 m3 for fire diesel pump at pump room, |  |  |  |  | DIVISION 15 - MECHANICAL
| with overflow drain , electronic level control indicator and supply piping |  |  |  |  | DIVISION 15 - MECHANICAL
| including all accessories / fittings filling point , etc . As per KOC requirment |  |  |  |  | DIVISION 15 - MECHANICAL
Plan-MB-10713 | complete in all respect . | No | 1 | 565.24 | 565.24 | DIVISION 15 - MECHANICAL
DIVISION 15 - MECHANICAL
| Fuel piping & Fittings C15 A Class according to KOC - MP -010 with fire |  |  |  |  | DIVISION 15 - MECHANICAL
| resistance coating for 2 hours to complete the fuel system from filling |  |  |  |  | DIVISION 15 - MECHANICAL
| point up to daily tank & pipng including vent pipe return pipe from daily use |  |  |  |  | DIVISION 15 - MECHANICAL
Plan-MB-10714 | tank to generator including filling point manhole with valve and all fittings | Item | L.S | 2344.42 | 2344.42 | DIVISION 15 - MECHANICAL
DIVISION 15 - MECHANICAL
Plan-MB-10715 | Earth pit with cast iron cover , frame , earth cable and clamp | Item | L.S | 303.3 | 303.3 | DIVISION 15 - MECHANICAL
DIVISION 15 - MECHANICAL
| Fuel tank level control panel including alarm , light and buzzer connected |  |  |  |  | DIVISION 15 - MECHANICAL
Plan-MB-10716 | with BMS with all necessary tank sensores & connections | Item | L.S | 586.59 | 586.59 | DIVISION 15 - MECHANICAL
DIVISION 15 - MECHANICAL
Plan-MB-10717 | Fuel hand pump | Item | L.S | 267.23 | 267.23 | DIVISION 15 - MECHANICAL
DIVISION 15 - MECHANICAL
Plan-MB-10718 | Ventilation pipe 2 inch dia with cap and all accessories | Item | L.S | 1024.73 | 1024.73 | DIVISION 15 - MECHANICAL
DIVISION 15 - MECHANICAL
Plan-MB-10719 | Testing , commissioning and approval of complete fuel system from KOC | Item | L.S | 303.21 | 303.21 | DIVISION 15 - MECHANICAL
DIVISION 15 - MECHANICAL
DIVISION 15 - MECHANICAL
DIVISION 15 - MECHANICAL
DIVISION 15 - MECHANICAL
DIVISION 15 - MECHANICAL
DIVISION 15 - MECHANICAL
DIVISION 15 - MECHANICAL
DIVISION 15 - MECHANICAL
DIVISION 15 - MECHANICAL
DIVISION 15 - MECHANICAL
DIVISION 15 - MECHANICAL
DIVISION 15 - MECHANICAL
[5 empty] | 5394.72 | DIVISION 15 - MECHANICAL
DIVISION 15 - MECHANICAL
DIVISION 15 - MECHANICAL
| DIVISION 15 - MECHANICAL |  |  |  |  | DIVISION 15 - MECHANICAL
DIVISION 15 - MECHANICAL
| SECTION 15000 - PLU. & F.F. GENERAL SPECIFICATIONS |  |  |  |  | DIVISION 15 - MECHANICAL
| SECTION 15410 - PLUMBING FIXTURES |  |  |  |  | DIVISION 15 - MECHANICAL
DIVISION 15 - MECHANICAL
| Supply, install, test, commission and maintain the following |  |  |  |  | DIVISION 15 - MECHANICAL
| sanitary ware as per specifications and drawings complete |  |  |  |  | DIVISION 15 - MECHANICAL
| with approved type chrome plated water supply and waste |  |  |  |  | DIVISION 15 - MECHANICAL
| water fittings, such as water mixer, angle valves, flexible |  |  |  |  | DIVISION 15 - MECHANICAL
| pipe connection, and waste water bottle traps with strainer, |  |  |  |  | DIVISION 15 - MECHANICAL
| complete in all respect. |  |  |  |  | DIVISION 15 - MECHANICAL
DIVISION 15 - MECHANICAL
| (WC-1) W.C European wall hung type toilet with conceled |  |  |  |  | DIVISION 15 - MECHANICAL
| cistern type, complete in all respect including seat and |  |  |  |  | DIVISION 15 - MECHANICAL
| cover ,fixing kit, frame and all required accessories including |  |  |  |  | DIVISION 15 - MECHANICAL
Plan-MB-10720 | hand held spray. | No | 77 | 218.22 | 16802.94 | DIVISION 15 - MECHANICAL
DIVISION 15 - MECHANICAL
| (WC-2) W.C. European Wall hung type for handicapped toilet |  |  |  |  | DIVISION 15 - MECHANICAL
| with conceled cistern type type, complete in all respect |  |  |  |  | DIVISION 15 - MECHANICAL
| including stainless steel grab bars with snap flange cover, |  |  |  |  | DIVISION 15 - MECHANICAL
| seat & cover, fixing kit, frame and accessories including |  |  |  |  | DIVISION 15 - MECHANICAL
Plan-MB-10721 | hand spray. | No | 7 | 246.35 | 1724.45 | DIVISION 15 - MECHANICAL
DIVISION 15 - MECHANICAL
| (WB-1) Wash basin of under counter with infrared operating |  |  |  |  | DIVISION 15 - MECHANICAL
| system complete in all respect including fixing kit, water |  |  |  |  | DIVISION 15 - MECHANICAL
Plan-MB-10722 | mixer and waste water fittings recess in wall. | No | 94 | 190.76 | 17931.44 | DIVISION 15 - MECHANICAL
DIVISION 15 - MECHANICAL
| (WB-2) Wall hung type Wash basin for handicapped toilet |  |  |  |  | DIVISION 15 - MECHANICAL
| with infrared operating system complete in all respect |  |  |  |  | DIVISION 15 - MECHANICAL
| including fixing kit, stainless steel grab bars with snap flange |  |  |  |  | DIVISION 15 - MECHANICAL
Plan-MB-10723 | cover, water mixer ,waste water fittings recess in wall. | No | 7 | 344.9 | 2414.3 | DIVISION 15 - MECHANICAL
DIVISION 15 - MECHANICAL
| (WB-3) Wall hung Wash basin with infrared operating system, |  |  |  |  | DIVISION 15 - MECHANICAL
| complete in all respect, including fixing kit, water mixer and |  |  |  |  | DIVISION 15 - MECHANICAL
Plan-MB-10724 | waste fittings. | No | 10 | 192.16 | 1921.6 | DIVISION 15 - MECHANICAL
DIVISION 15 - MECHANICAL
| Stainless steel kitchen sink, complete with Fixing kit, waste |  |  |  |  | DIVISION 15 - MECHANICAL
| fittings and water mixer. |  |  |  |  | DIVISION 15 - MECHANICAL
Plan-MB-10725 | i - (K.S-1) Single bowl, Single shelf | No | 10 | 137.96 | 1379.6 | DIVISION 15 - MECHANICAL
Plan-MB-10726 | ii - (K.S-2) Double bowl, Single shelf | No | 2 | 197.08 | 394.16 | DIVISION 15 - MECHANICAL
DIVISION 15 - MECHANICAL
| Janitor sink complete in all respect, including fixing kit, water |  |  |  |  | DIVISION 15 - MECHANICAL
Plan-MB-10727 | mixer and waste fittings. | No | 17 | 182.3 | 3099.1 | DIVISION 15 - MECHANICAL
DIVISION 15 - MECHANICAL
| (SH)Shower tray of Size 80cm x 80cm complete with fixing kit, |  |  |  |  | DIVISION 15 - MECHANICAL
Plan-MB-10728 | waste fittings, Shower mixer, head stand & hand shower. | No | 16 | 192.16 | 3074.56 | DIVISION 15 - MECHANICAL
DIVISION 15 - MECHANICAL
DIVISION 15 - MECHANICAL
[5 empty] | 48742.15 | DIVISION 15 - MECHANICAL
DIVISION 15 - MECHANICAL
DIVISION 15 - MECHANICAL
| DIVISION 15 - MECHANICAL |  |  |  |  | DIVISION 15 - MECHANICAL
DIVISION 15 - MECHANICAL
| SECTION 15000 - PLU. & F.F. GENERAL SPECIFICATIONS |  |  |  |  | DIVISION 15 - MECHANICAL
| SECTION 15415 - TOILET ACCESSORIES |  |  |  |  | DIVISION 15 - MECHANICAL
DIVISION 15 - MECHANICAL
| Supply, install, test, commission and maintain toilet accessories |  |  |  |  | DIVISION 15 - MECHANICAL
| for all toilets as mentioned below and shown on Arch. Drawings. |  |  |  |  | DIVISION 15 - MECHANICAL
DIVISION 15 - MECHANICAL
| Mirror without frame, water resistant plywood backing size |  |  |  |  | DIVISION 15 - MECHANICAL
Plan-MB-10729 | as shown in Arch. Detail drawings. | No | 65 | 159.34 | 10357.1 | DIVISION 15 - MECHANICAL
DIVISION 15 - MECHANICAL
Plan-MB-10730 | Tilting mirror with stainless steel frame (Handicapped) . | No | 7 | 118.25 | 827.75 | DIVISION 15 - MECHANICAL
DIVISION 15 - MECHANICAL
| Recessed combination paper towel dispenser and waste |  |  |  |  | DIVISION 15 - MECHANICAL
Plan-MB-10731 | receptacle | No | 56 | 29.56 | 1655.36 | DIVISION 15 - MECHANICAL
DIVISION 15 - MECHANICAL
Plan-MB-10732 | Surface mounted electrical hand-dryer with Cast Aluminum cover | No | 38 | 182.3 | 6927.4 | DIVISION 15 - MECHANICAL
DIVISION 15 - MECHANICAL
| Stainless steel bright polished finish lavatory mounted soap |  |  |  |  | DIVISION 15 - MECHANICAL
Plan-MB-10733 | dispenser | No | 120 | 9.85 | 1182 | DIVISION 15 - MECHANICAL
DIVISION 15 - MECHANICAL
| Recessed multi-roll toilet tissue dispenser for serving one |  |  |  |  | DIVISION 15 - MECHANICAL
Plan-MB-10734 | compartment only | No | 96 | 11.82 | 1134.72 | DIVISION 15 - MECHANICAL
DIVISION 15 - MECHANICAL
Plan-MB-10735 | Coat Hook Stainless Steel | No | 110 | 7.88 | 866.8 | DIVISION 15 - MECHANICAL
DIVISION 15 - MECHANICAL
| Recessed combination paper towel dispenser and waste |  |  |  |  | DIVISION 15 - MECHANICAL
Plan-MB-10736 | receptacle for Handy capped toilet | No | 7 | 29.56 | 206.92 | DIVISION 15 - MECHANICAL
DIVISION 15 - MECHANICAL
| 32mm diameter, 1850mm length stainless steel grab bar with |  |  |  |  | DIVISION 15 - MECHANICAL
| snap flange cover and 38mm clearance between grab bar and wall |  |  |  |  | DIVISION 15 - MECHANICAL
Plan-MB-10737 | (Handi cap) | No | 7 | 83.76 | 586.32 | DIVISION 15 - MECHANICAL
DIVISION 15 - MECHANICAL
Plan-MB-10738 | 32mm diameter 628mm length stainless steel grab bar (Shower) | No | 6 | 44.34 | 266.04 | DIVISION 15 - MECHANICAL
DIVISION 15 - MECHANICAL
DIVISION 15 - MECHANICAL
DIVISION 15 - MECHANICAL
DIVISION 15 - MECHANICAL
DIVISION 15 - MECHANICAL
DIVISION 15 - MECHANICAL
DIVISION 15 - MECHANICAL
DIVISION 15 - MECHANICAL
DIVISION 15 - MECHANICAL
[5 empty] | 24010.41 | DIVISION 15 - MECHANICAL
DIVISION 15 - MECHANICAL
DIVISION 15 - MECHANICAL
| DIVISION 15 - MECHANICAL |  |  |  |  | DIVISION 15 - MECHANICAL
DIVISION 15 - MECHANICAL
| SECTION 15000 - PLU. & F.F. GENERAL SPECIFICATIONS |  |  |  |  | DIVISION 15 - MECHANICAL
| SECTION 15430 - PLUMBING SPECIALITIES |  |  |  |  | DIVISION 15 - MECHANICAL
DIVISION 15 - MECHANICAL
| Supply, install, test, commission and maintain plumbing |  |  |  |  | DIVISION 15 - MECHANICAL
| Specialties as per KOC Standards, specification and drawings including all |  |  |  |  | DIVISION 15 - MECHANICAL
| connections and other requirements. |  |  |  |  | DIVISION 15 - MECHANICAL
DIVISION 15 - MECHANICAL
| DRAINAGE |  |  |  |  | DIVISION 15 - MECHANICAL
| Plumbing specialties as per specification and mentioned |  |  |  |  | DIVISION 15 - MECHANICAL
| on the drawing complete in all respect including connection |  |  |  |  | DIVISION 15 - MECHANICAL
| adaptor for UPVC pipes and any other requirements. |  |  |  |  | DIVISION 15 - MECHANICAL
DIVISION 15 - MECHANICAL
Plan-MB-10739 | Floor Drain (H/L) | No | 190 | 122.12 | 23202.8 | DIVISION 15 - MECHANICAL
DIVISION 15 - MECHANICAL
Plan-MB-10740 | Floor clean out | No | 12 | 98.54 | 1182.48 | DIVISION 15 - MECHANICAL
DIVISION 15 - MECHANICAL
Plan-MB-10741 | Rodding eye (H/L Cleanout) | No | 58 | 62.62 | 3631.96 | DIVISION 15 - MECHANICAL
DIVISION 15 - MECHANICAL
Plan-MB-10742 | Roof vent terminal | No | 12 | 54.2 | 650.4 | DIVISION 15 - MECHANICAL
DIVISION 15 - MECHANICAL
Plan-MB-10743 | Concrete Water Tank (Scupper) drain | No | 4 | 44.34 | 177.36 | DIVISION 15 - MECHANICAL
DIVISION 15 - MECHANICAL
Plan-MB-10744 | Rain Water Fulbora (100mm Diameter) | No | 70 | 137.96 | 9657.2 | DIVISION 15 - MECHANICAL
DIVISION 15 - MECHANICAL
Plan-MB-10745 | Rain Water Fulbora (75mm Diameter) | No | 6 | 123.18 | 739.08 | DIVISION 15 - MECHANICAL
DIVISION 15 - MECHANICAL
Plan-MB-10746 | Rain water shoe | No | 17 | 64.05 | 1088.85 | DIVISION 15 - MECHANICAL
DIVISION 15 - MECHANICAL
Plan-MB-10747 | Running Trap | No | 8 | 206.94 | 1655.52 | DIVISION 15 - MECHANICAL
DIVISION 15 - MECHANICAL
Plan-MB-10748 | Area drain (100mm Diameter) | No | 5 | 103.47 | 517.35 | DIVISION 15 - MECHANICAL
DIVISION 15 - MECHANICAL
Plan-MB-10749 | Planter drain | No | 3 | 147.81 | 443.43 | DIVISION 15 - MECHANICAL
DIVISION 15 - MECHANICAL
Plan-MB-10750 | Floor Drain Cleanout | No | 2 | 93.61 | 187.22 | DIVISION 15 - MECHANICAL
DIVISION 15 - MECHANICAL
Plan-MB-10751 | Side Wall Cleanout | No | 4 | 83.76 | 335.04 | DIVISION 15 - MECHANICAL
DIVISION 15 - MECHANICAL
Plan-MB-10752 | Cleanout | No | 6 | 98.54 | 591.24 | DIVISION 15 - MECHANICAL
DIVISION 15 - MECHANICAL
Plan-MB-10753 | Trench Grating cover & trench drain outlet | MR | 20 | 59.13 | 1182.6 | DIVISION 15 - MECHANICAL
DIVISION 15 - MECHANICAL
| WATER SUPPLY |  |  |  |  | DIVISION 15 - MECHANICAL
DIVISION 15 - MECHANICAL
Plan-MB-10754 | Chrome plated hose bib of dia 3/4 inch with vacuum breaker. | No | 28 | 246.35 | 6897.8 | DIVISION 15 - MECHANICAL
DIVISION 15 - MECHANICAL
[5 empty] | 52140.33 | DIVISION 15 - MECHANICAL
DIVISION 15 - MECHANICAL
DIVISION 15 - MECHANICAL
| DIVISION 15 - MECHANICAL |  |  |  |  | DIVISION 15 - MECHANICAL
DIVISION 15 - MECHANICAL
| SECTION 15440 - PLUMBING EQUIPMENT |  |  |  |  | DIVISION 15 - MECHANICAL
| SECTION 15000 - PLU. & F.F. GENERAL SPECIFICATIONS |  |  |  |  | DIVISION 15 - MECHANICAL
DIVISION 15 - MECHANICAL
| Supply, install, test, commission and maintain the following parts, |  |  |  |  | DIVISION 15 - MECHANICAL
| materials, equipments approved by KOC, according to specifications, |  |  |  |  | DIVISION 15 - MECHANICAL
| regulations and drawings. Other material shall not be accepted. |  |  |  |  | DIVISION 15 - MECHANICAL
DIVISION 15 - MECHANICAL
| DRAINAGE |  |  |  |  | DIVISION 15 - MECHANICAL
| Submersible duplex drainage pump set complete with pedestals, |  |  |  |  | DIVISION 15 - MECHANICAL
| gate and check valves for each pump, guide rails, float switches, |  |  |  |  | DIVISION 15 - MECHANICAL
| quick coupling chains and control panel with alarm. |  |  |  |  | DIVISION 15 - MECHANICAL
DIVISION 15 - MECHANICAL
| Waste water Pump set of capacity as shown on drawing no. |  |  |  |  | DIVISION 15 - MECHANICAL
Plan-MB-10755 | 910-DR-100-00, s.no. 3 and reference 3/WSP | Set | 1 | 1999.47 | 1999.47 | DIVISION 15 - MECHANICAL
DIVISION 15 - MECHANICAL
| Sewage water Pump set of capacity as shown on drawing no. |  |  |  |  | DIVISION 15 - MECHANICAL
Plan-MB-10756 | 910-DR-100-00, s.no. 2 and reference 2/SP | Set | 1 | 1830.18 | 1830.18 | DIVISION 15 - MECHANICAL
DIVISION 15 - MECHANICAL
| Inspection chamber of size 150x150x250 cm with accessories |  |  |  |  | DIVISION 15 - MECHANICAL
| such as 60x60cm air-tight double sealed medium duty Cast |  |  |  |  | DIVISION 15 - MECHANICAL
| Iron cover & frame, including steps, vent piping, valve for each |  |  |  |  | DIVISION 15 - MECHANICAL
Plan-MB-10757 | inlet hatch box. | No | 2 | 344.9 | 689.8 | DIVISION 15 - MECHANICAL
DIVISION 15 - MECHANICAL
| Accessories for sump pits such as flap type non return valves, |  |  |  |  | DIVISION 15 - MECHANICAL
| 60x60cm 2nos double sealed medium duty Cast Iron cover |  |  |  |  | DIVISION 15 - MECHANICAL
Plan-MB-10758 | and frame for each pit including vent pipe, cat ladder, etc. | Item | LS | 689.79 | 689.79 | DIVISION 15 - MECHANICAL
DIVISION 15 - MECHANICAL
| For Shelter Living Area |  |  |  |  | DIVISION 15 - MECHANICAL
| Submersible duplex drainage pump set for shelter living area |  |  |  |  | DIVISION 15 - MECHANICAL
| complete with pedestals, explosion proof discharge explosion |  |  |  |  | DIVISION 15 - MECHANICAL
| proof gate and check valves for each pump, guide rails, float |  |  |  |  | DIVISION 15 - MECHANICAL
| switches, quick coupling chains and control panel with alarm. |  |  |  |  | DIVISION 15 - MECHANICAL
DIVISION 15 - MECHANICAL
| Sewage water Pump set (Shelter Living Area) of capacity as |  |  |  |  | DIVISION 15 - MECHANICAL
Plan-MB-10759 | shown on drawing no. 910-DR-100-00, s.no.1 and reference 1/SP. | Set | 1 | 1576.67 | 1576.67 | DIVISION 15 - MECHANICAL
DIVISION 15 - MECHANICAL
| Inspection chamber of size 150x150x250 cm with accessories |  |  |  |  | DIVISION 15 - MECHANICAL
| such as 60x60cm air-tight double sealed medium duty Cast |  |  |  |  | DIVISION 15 - MECHANICAL
| Iron cover & frame, including steps, vent piping, explosion proof |  |  |  |  | DIVISION 15 - MECHANICAL
Plan-MB-10760 | valve for each inlet hatch box. | No | 1 | 344.9 | 344.9 | DIVISION 15 - MECHANICAL
DIVISION 15 - MECHANICAL
| Accessories for sump pits such as flap type non return valves, |  |  |  |  | DIVISION 15 - MECHANICAL
| 60x60cm 2nos double sealed medium duty Cast Iron cover |  |  |  |  | DIVISION 15 - MECHANICAL
Plan-MB-10761 | and frame for each pit including vent pipe, cat ladder, etc. | Item | LS | 689.79 | 689.79 | DIVISION 15 - MECHANICAL
DIVISION 15 - MECHANICAL
[5 empty] | 7820.6 | DIVISION 15 - MECHANICAL
DIVISION 15 - MECHANICAL
DIVISION 15 - MECHANICAL
| DIVISION 15 - MECHANICAL |  |  |  |  | DIVISION 15 - MECHANICAL
DIVISION 15 - MECHANICAL
| WATER SUPPLY |  |  |  |  | DIVISION 15 - MECHANICAL
DIVISION 15 - MECHANICAL
| Domestic Triplex Booster pump set (Two in duty and one standby) |  |  |  |  | DIVISION 15 - MECHANICAL
| complete with megaprocessor variable frequency controller, dry |  |  |  |  | DIVISION 15 - MECHANICAL
| run protection, water level sensor, all connections, valves, |  |  |  |  | DIVISION 15 - MECHANICAL
| stainless steel manifold flexible couplings, pressure tank, |  |  |  |  | DIVISION 15 - MECHANICAL
| pressure switches, water tank level indicator & accessories. |  |  |  |  | DIVISION 15 - MECHANICAL
DIVISION 15 - MECHANICAL
| Capacity as shown in dwg no. 910-WS-100-00, s.no.1 and |  |  |  |  | DIVISION 15 - MECHANICAL
Plan-MB-10762 | reference 1/BP | Set | 1 | 8550.81 | 8550.81 | DIVISION 15 - MECHANICAL
DIVISION 15 - MECHANICAL
| Central Sand water filter assembly with automatic backwash |  |  |  |  | DIVISION 15 - MECHANICAL
| actuator timer back wash line, valves, gauges, control and all |  |  |  |  | DIVISION 15 - MECHANICAL
| accessories |  |  |  |  | DIVISION 15 - MECHANICAL
DIVISION 15 - MECHANICAL
| Capacity as shown in dwg no. 910-WS-100-00, s.no.3 and |  |  |  |  | DIVISION 15 - MECHANICAL
Plan-MB-10763 | reference 1/SF | No | 2 | 1668.05 | 3336.1 | DIVISION 15 - MECHANICAL
DIVISION 15 - MECHANICAL
| Primer water filter assembly with automatic backwash actuator |  |  |  |  | DIVISION 15 - MECHANICAL
| timer back wash line, valves, gauges, control and all accessories |  |  |  |  | DIVISION 15 - MECHANICAL
DIVISION 15 - MECHANICAL
| Capacity as shown in dwg no. 910-WS-100-00, s.no.5 and |  |  |  |  | DIVISION 15 - MECHANICAL
Plan-MB-10764 | reference 1/PF. | No | 3 | 978.26 | 2934.78 | DIVISION 15 - MECHANICAL
DIVISION 15 - MECHANICAL
| For Shelter Living Area |  |  |  |  | DIVISION 15 - MECHANICAL
| Domestic duplex Booster pump set (one in duty and one standby) |  |  |  |  | DIVISION 15 - MECHANICAL
| for Shelter living area complete with mega processor variable |  |  |  |  | DIVISION 15 - MECHANICAL
| frequency controller, dry run protection, water level sensor, all |  |  |  |  | DIVISION 15 - MECHANICAL
| connections, explosion proof valves, stainless steel manifold |  |  |  |  | DIVISION 15 - MECHANICAL
| flexible couplings, pressure tank, pressure switches, water tank |  |  |  |  | DIVISION 15 - MECHANICAL
| level indicator & accessories. |  |  |  |  | DIVISION 15 - MECHANICAL
DIVISION 15 - MECHANICAL
| Capacity as shown in dwg no. 910-WS-100-00, s.no.2 and |  |  |  |  | DIVISION 15 - MECHANICAL
Plan-MB-10765 | reference 2/BP | Set | 1 | 2868 | 2868 | DIVISION 15 - MECHANICAL
DIVISION 15 - MECHANICAL
| Central Sand water filter assembly with automatic backwash |  |  |  |  | DIVISION 15 - MECHANICAL
| actuator timer back wash line, explosion proof valves, gauges, |  |  |  |  | DIVISION 15 - MECHANICAL
| control and all accessories |  |  |  |  | DIVISION 15 - MECHANICAL
DIVISION 15 - MECHANICAL
| Capacity as shown in dwg no. 910-WS-100-00, s.no.4 and |  |  |  |  | DIVISION 15 - MECHANICAL
Plan-MB-10766 | reference 2/SF | No | 1 | 1182.5 | 1182.5 | DIVISION 15 - MECHANICAL
DIVISION 15 - MECHANICAL
DIVISION 15 - MECHANICAL
DIVISION 15 - MECHANICAL
[5 empty] | 18872.19 | DIVISION 15 - MECHANICAL
DIVISION 15 - MECHANICAL
DIVISION 15 - MECHANICAL
| DIVISION 15 - MECHANICAL |  |  |  |  | DIVISION 15 - MECHANICAL
DIVISION 15 - MECHANICAL
| Kitchen stainless steel water filter with One micron cartridge |  |  |  |  | DIVISION 15 - MECHANICAL
| filtration against flow capacity 2 GPM including valve, |  |  |  |  | DIVISION 15 - MECHANICAL
Plan-MB-10767 | flexible connection etc. | No | 12 | 93.61 | 1123.32 | DIVISION 15 - MECHANICAL
DIVISION 15 - MECHANICAL
| SECTION 15480 - DOMESTIC WATER HEATERS |  |  |  |  | DIVISION 15 - MECHANICAL
| SECTION 15000 - PLU. & F.F. GENERAL SPECIFICATIONS |  |  |  |  | DIVISION 15 - MECHANICAL
DIVISION 15 - MECHANICAL
| Supply, install, test, commission and maintain the following |  |  |  |  | DIVISION 15 - MECHANICAL
| equipment as mentioned on drawings in accordance with KOC |  |  |  |  | DIVISION 15 - MECHANICAL
| standards, specifications, applicable codes and standards, |  |  |  |  | DIVISION 15 - MECHANICAL
| complete in all respect to the satisfaction of the Superintendent |  |  |  |  | DIVISION 15 - MECHANICAL
DIVISION 15 - MECHANICAL
| Unit electric water heater with all accessories and connections, |  |  |  |  | DIVISION 15 - MECHANICAL
| including, pressure gauges, temperature gauges all safety |  |  |  |  | DIVISION 15 - MECHANICAL
| devices, supports, drain line, combined pressure & temperature |  |  |  |  | DIVISION 15 - MECHANICAL
| relief valve etc. |  |  |  |  | DIVISION 15 - MECHANICAL
DIVISION 15 - MECHANICAL
| Capacity as shown in dwg no. 910-WS-100-00, s.no.12 and |  |  |  |  | DIVISION 15 - MECHANICAL
Plan-MB-10768 | reference 1/UWH. | No | 34 | 123.18 | 4188.12 | DIVISION 15 - MECHANICAL
DIVISION 15 - MECHANICAL
| Capacity as shown in dwg no. 910-WS-100-00, s.no.13 and |  |  |  |  | DIVISION 15 - MECHANICAL
Plan-MB-10769 | reference 2/UWH. | No | 10 | 133.03 | 1330.3 | DIVISION 15 - MECHANICAL
DIVISION 15 - MECHANICAL
DIVISION 15 - MECHANICAL
DIVISION 15 - MECHANICAL
DIVISION 15 - MECHANICAL
DIVISION 15 - MECHANICAL
DIVISION 15 - MECHANICAL
DIVISION 15 - MECHANICAL
DIVISION 15 - MECHANICAL
DIVISION 15 - MECHANICAL
DIVISION 15 - MECHANICAL
DIVISION 15 - MECHANICAL
DIVISION 15 - MECHANICAL
DIVISION 15 - MECHANICAL
DIVISION 15 - MECHANICAL
DIVISION 15 - MECHANICAL
DIVISION 15 - MECHANICAL
DIVISION 15 - MECHANICAL
DIVISION 15 - MECHANICAL
DIVISION 15 - MECHANICAL
[5 empty] | 6641.74 | DIVISION 15 - MECHANICAL
DIVISION 15 - MECHANICAL
DIVISION 15 - MECHANICAL
| DIVISION 15 - MECHANICAL |  |  |  |  | DIVISION 15 - MECHANICAL
DIVISION 15 - MECHANICAL
| PLUMBING-GENERAL |  |  |  |  | DIVISION 15 - MECHANICAL
DIVISION 15 - MECHANICAL
| Elect and control works for system equipments and control |  |  |  |  | DIVISION 15 - MECHANICAL
| station, including cable, cable tray,wiring,earthing,control |  |  |  |  | DIVISION 15 - MECHANICAL
Plan-MB-10770 | panels and connection. | Item | LS | 2463.54 | 2463.54 | DIVISION 15 - MECHANICAL
DIVISION 15 - MECHANICAL
| Foundations for equipments complete with vibration isolation |  |  |  |  | DIVISION 15 - MECHANICAL
Plan-MB-10771 | system as per specifications and drawings. | Item | LS | 865.21 | 865.21 | DIVISION 15 - MECHANICAL
DIVISION 15 - MECHANICAL
| Painting as per color codes, labeling, flow direction marking. |  |  |  |  | DIVISION 15 - MECHANICAL
| Lettering tagging for pipes valves and equipment complete in |  |  |  |  | DIVISION 15 - MECHANICAL
Plan-MB-10772 | all respect. | Item | LS | 936.14 | 936.14 | DIVISION 15 - MECHANICAL
DIVISION 15 - MECHANICAL
| Builder's work in connection with installation including supports, |  |  |  |  | DIVISION 15 - MECHANICAL
| cutting all holes, pockets, pipe sleeves, finishing and making |  |  |  |  | DIVISION 15 - MECHANICAL
| good complete in all respect. | Item | LS | Included |  | DIVISION 15 - MECHANICAL
DIVISION 15 - MECHANICAL
| Coordinated shop drawings, composite and as built instructions |  |  |  |  | DIVISION 15 - MECHANICAL
Plan-MB-10773 | and maintenance manual, etc. | Item | LS | 739.06 | 739.06 | DIVISION 15 - MECHANICAL
DIVISION 15 - MECHANICAL
| Spare parts for equipment, specialties etc. complete in all |  |  |  |  | DIVISION 15 - MECHANICAL
| respect as per specifications and manufacturers recommendation |  |  |  |  | DIVISION 15 - MECHANICAL
| for two year maintenance after finishing of contract maintenance |  |  |  |  | DIVISION 15 - MECHANICAL
Plan-MB-10774 | period. | Item | LS | 3106.123 | 3106.123 | DIVISION 15 - MECHANICAL
DIVISION 15 - MECHANICAL
DIVISION 15 - MECHANICAL
DIVISION 15 - MECHANICAL
DIVISION 15 - MECHANICAL
DIVISION 15 - MECHANICAL
DIVISION 15 - MECHANICAL
DIVISION 15 - MECHANICAL
DIVISION 15 - MECHANICAL
DIVISION 15 - MECHANICAL
DIVISION 15 - MECHANICAL
DIVISION 15 - MECHANICAL
DIVISION 15 - MECHANICAL
DIVISION 15 - MECHANICAL
DIVISION 15 - MECHANICAL
DIVISION 15 - MECHANICAL
DIVISION 15 - MECHANICAL
DIVISION 15 - MECHANICAL
[5 empty] | 8110.073 | DIVISION 15 - MECHANICAL
DIVISION 15 - MECHANICAL
DIVISION 15 - MECHANICAL
| DIVISION 15 - MECHANICAL |  |  |  |  | DIVISION 15 - MECHANICAL
DIVISION 15 - MECHANICAL
| COLLECTION |  |  |  |  | DIVISION 15 - MECHANICAL
DIVISION 15 - MECHANICAL
| Ditto Bill No.1/15-1 |  |  |  | 35315 | DIVISION 15 - MECHANICAL
DIVISION 15 - MECHANICAL
| Ditto Bill No.1/15-2 |  |  |  | 0 | DIVISION 15 - MECHANICAL
DIVISION 15 - MECHANICAL
| Ditto Bill No.1/15-3 |  |  |  | 50457.74 | DIVISION 15 - MECHANICAL
DIVISION 15 - MECHANICAL
| Ditto Bill No.1/15-4 |  |  |  | 6424.95 | DIVISION 15 - MECHANICAL
DIVISION 15 - MECHANICAL
| Ditto Bill No.1/15-5 |  |  |  | 5394.72 | DIVISION 15 - MECHANICAL
DIVISION 15 - MECHANICAL
| Ditto Bill No.1/15-6 |  |  |  | 48742.15 | DIVISION 15 - MECHANICAL
DIVISION 15 - MECHANICAL
| Ditto Bill No.1/15-7 |  |  |  | 24010.41 | DIVISION 15 - MECHANICAL
DIVISION 15 - MECHANICAL
| Ditto Bill No.1/15-8 |  |  |  | 52140.33 | DIVISION 15 - MECHANICAL
DIVISION 15 - MECHANICAL
| Ditto Bill No.1/15-9 |  |  |  | 7820.6 | DIVISION 15 - MECHANICAL
DIVISION 15 - MECHANICAL
| Ditto Bill No.1/15-10 |  |  |  | 18872.19 | DIVISION 15 - MECHANICAL
DIVISION 15 - MECHANICAL
| Ditto Bill No.1/15-11 |  |  |  | 6641.74 | DIVISION 15 - MECHANICAL
DIVISION 15 - MECHANICAL
| Ditto Bill No.1/15-12 |  |  |  | 8110.073 | DIVISION 15 - MECHANICAL
DIVISION 15 - MECHANICAL
DIVISION 15 - MECHANICAL
DIVISION 15 - MECHANICAL
DIVISION 15 - MECHANICAL
DIVISION 15 - MECHANICAL
DIVISION 15 - MECHANICAL
DIVISION 15 - MECHANICAL
DIVISION 15 - MECHANICAL
DIVISION 15 - MECHANICAL
DIVISION 15 - MECHANICAL
DIVISION 15 - MECHANICAL
DIVISION 15 - MECHANICAL
DIVISION 15 - MECHANICAL
DIVISION 15 - MECHANICAL
DIVISION 15 - MECHANICAL
[5 empty] | 263929.903 | DIVISION 15 - MECHANICAL
DIVISION 15 - MECHANICAL
| DIVISION 16 - ELECTRICAL |  |  |  |  | DIVISION 16 - ELECTRICAL
| The Contractor is referred to the specifications |  |  |  |  | DIVISION 16 - ELECTRICAL
| and Drawings for all details related to this |  |  |  |  | DIVISION 16 - ELECTRICAL
| Division of the works and he is to include for |  |  |  |  | DIVISION 16 - ELECTRICAL
| complying with all t he requirements, |  |  |  |  | DIVISION 16 - ELECTRICAL
| contained therein, whether or not those are |  |  |  |  | DIVISION 16 - ELECTRICAL
| specifically mentioned with in the items and |  |  |  |  | DIVISION 16 - ELECTRICAL
| to the approval of the Superintendent. |  |  |  |  | DIVISION 16 - ELECTRICAL
| Note: |  |  |  |  | DIVISION 16 - ELECTRICAL
| It is hereby notified that the undermentioned |  |  |  |  | DIVISION 16 - ELECTRICAL
| quantities of the items are calculated on the |  |  |  |  | DIVISION 16 - ELECTRICAL
| basis of the Contract Drawings & Documents. |  |  |  |  | DIVISION 16 - ELECTRICAL
| However, incase the Employer modifies |  |  |  |  | DIVISION 16 - ELECTRICAL
| the design and/or the arrangement of the |  |  |  |  | DIVISION 16 - ELECTRICAL
| Electrical works, then the Contractor will be |  |  |  |  | DIVISION 16 - ELECTRICAL
| paid for the revised quantities (if any) of the |  |  |  |  | DIVISION 16 - ELECTRICAL
| undermentioned items, at the unit prices |  |  |  |  | DIVISION 16 - ELECTRICAL
| quoted herein and the lumpsum contract |  |  |  |  | DIVISION 16 - ELECTRICAL
| price will be adjusted accordingly. |  |  |  |  | DIVISION 16 - ELECTRICAL
| However, the Contractor would be |  |  |  |  | DIVISION 16 - ELECTRICAL
| responsible to complete all the electrical |  |  |  |  | DIVISION 16 - ELECTRICAL
| works within the contract completion time. |  |  |  |  | DIVISION 16 - ELECTRICAL
| SECTION 16050 - BASIC ELECTRICAL |  |  |  |  | DIVISION 16 - ELECTRICAL
| REQUIREMENTS |  |  |  |  | DIVISION 16 - ELECTRICAL
| Electrical control provisions for elevator |  |  |  |  | DIVISION 16 - ELECTRICAL
| installation, including draw boxes, draw |  |  |  |  | DIVISION 16 - ELECTRICAL
| wires and conduits from all elevator shafts |  |  |  |  | DIVISION 16 - ELECTRICAL
| to building management room for elevator |  |  |  |  | DIVISION 16 - ELECTRICAL
| monitoring panel (monitoring panel supplied |  |  |  |  | DIVISION 16 - ELECTRICAL
Plan-MB-10775 | by others). Refer to Mechanical. | Item | 1 | 5415 | 5415 | DIVISION 16 - ELECTRICAL
DIVISION 16 - ELECTRICAL
DIVISION 16 - ELECTRICAL
DIVISION 16 - ELECTRICAL
DIVISION 16 - ELECTRICAL
DIVISION 16 - ELECTRICAL
DIVISION 16 - ELECTRICAL
DIVISION 16 - ELECTRICAL
DIVISION 16 - ELECTRICAL
DIVISION 16 - ELECTRICAL
[5 empty] | 5415 | DIVISION 16 - ELECTRICAL
| DIVISION 16 - ELECTRICAL |  |  |  |  | DIVISION 16 - ELECTRICAL
| SECTION 16060 - GROUNDING AND BONDING |  |  |  |  | DIVISION 16 - ELECTRICAL
| Supply, install connect test and commission |  |  |  |  | DIVISION 16 - ELECTRICAL
| the earth electrode 16mm diameter 3.6 meter |  |  |  |  | DIVISION 16 - ELECTRICAL
| long solid copper complete with driving bolt |  |  |  |  | DIVISION 16 - ELECTRICAL
| driving tip, couplers, clamps, 3x25mm |  |  |  |  | DIVISION 16 - ELECTRICAL
| copper tape and all necessary accessories |  |  |  |  | DIVISION 16 - ELECTRICAL
| complete the earthing system, as per drawing |  |  |  |  | DIVISION 16 - ELECTRICAL
| and specification wherever required and the |  |  |  |  | DIVISION 16 - ELECTRICAL
| satisfaction of the Superintendent. |  |  |  |  | DIVISION 16 - ELECTRICAL
Plan-MB-10776 | Earthing busbar 50mmx6mm | No | 23 | 15.379 | 353.717 | DIVISION 16 - ELECTRICAL
| Earthing pit with frame cover medium duty |  |  |  |  | DIVISION 16 - ELECTRICAL
| cast iron including earth electrode and |  |  |  |  | DIVISION 16 - ELECTRICAL
Plan-MB-10777 | accessories. | No | 55 | 38.447 | 2114.585 | DIVISION 16 - ELECTRICAL
Plan-MB-10778 | Bare copper wire 120mm2 | MR | 580 | 46.136 | 26758.88 | DIVISION 16 - ELECTRICAL
Plan-MB-10779 | Bare copper wire 70mm2 | MR | 310 | 30.757 | 9534.67 | DIVISION 16 - ELECTRICAL
| SECTION 16123 - WIRES, CABLES |  |  |  |  | DIVISION 16 - ELECTRICAL
| Supply, install, connect, test and commission |  |  |  |  | DIVISION 16 - ELECTRICAL
| the following cables including cable tray, |  |  |  |  | DIVISION 16 - ELECTRICAL
| complete fittings, supports, accessories, |  |  |  |  | DIVISION 16 - ELECTRICAL
| earthing, brass cable glands, earth tags, |  |  |  |  | DIVISION 16 - ELECTRICAL
| cable shared, cable lugs, PVC/G.I. Pipe |  |  |  |  | DIVISION 16 - ELECTRICAL
| complete with all fittings, all supports, |  |  |  |  | DIVISION 16 - ELECTRICAL
| fixation draw boxes, all associated earth |  |  |  |  | DIVISION 16 - ELECTRICAL
| continuity conductors termination, |  |  |  |  | DIVISION 16 - ELECTRICAL
| identification, numbering, fireproofing, |  |  |  |  | DIVISION 16 - ELECTRICAL
| builder work, etc. as per drawings, |  |  |  |  | DIVISION 16 - ELECTRICAL
| specifications schematic diagrams, KOC |  |  |  |  | DIVISION 16 - ELECTRICAL
| latest regulation and to the satisfaction and |  |  |  |  | DIVISION 16 - ELECTRICAL
| approval of the Superintendent. |  |  |  |  | DIVISION 16 - ELECTRICAL
| 2x4Cx185mm2, 0.60/1KV CU/XLPE/SWA/PVC cable on |  |  |  |  | DIVISION 16 - ELECTRICAL
Plan-MB-10780 | cable tray | MR | 170 | 58.482 | 9941.94 | DIVISION 16 - ELECTRICAL
| 4Cx300mm2, 0.60/1KV CU/XLPE/SWA/PVC cable on |  |  |  |  | DIVISION 16 - ELECTRICAL
Plan-MB-10781 | cable tray | MR | 270 | 44.403 | 11988.81 | DIVISION 16 - ELECTRICAL
DIVISION 16 - ELECTRICAL
DIVISION 16 - ELECTRICAL
DIVISION 16 - ELECTRICAL
DIVISION 16 - ELECTRICAL
DIVISION 16 - ELECTRICAL
| DIVISION 16 - ELECTRICAL |  |  |  |  | DIVISION 16 - ELECTRICAL
| SECTION 16123 - WIRES, CABLES |  |  |  |  | DIVISION 16 - ELECTRICAL
| 4Cx240mm2, 0.60/1KV CU/XLPE/SWA/PVC cable on |  |  |  |  | DIVISION 16 - ELECTRICAL
Plan-MB-10782 | cable tray | MR | 280 | 34.656 | 9703.68 | DIVISION 16 - ELECTRICAL
| 4Cx185mm2, 0.60/1KV CU/XLPE/SWA/PVC cable on |  |  |  |  | DIVISION 16 - ELECTRICAL
Plan-MB-10783 | cable tray | MR | 725 | 29.241 | 21199.725 | DIVISION 16 - ELECTRICAL
| 4Cx150mm2, 0.60/1KV CU/XLPE/SWA/PVC cable on |  |  |  |  | DIVISION 16 - ELECTRICAL
Plan-MB-10784 | cable tray | MR | 110 | 24.909 | 2739.99 | DIVISION 16 - ELECTRICAL
| 4Cx120mm2, 0.60/1KV CU/XLPE/SWA/PVC cable on |  |  |  |  | DIVISION 16 - ELECTRICAL
Plan-MB-10785 | cable tray | MR | 85 | 19.494 | 1656.99 | DIVISION 16 - ELECTRICAL
| 4Cx95mm2, 0.60/1KV CU/XLPE/SWA/PVC cable on |  |  |  |  | DIVISION 16 - ELECTRICAL
Plan-MB-10786 | cable tray | MR | 150 | 16.245 | 2436.75 | DIVISION 16 - ELECTRICAL
| 4Cx70mm2, 0.60/1KV CU/XLPE/SWA/PVC cable on |  |  |  |  | DIVISION 16 - ELECTRICAL
Plan-MB-10787 | cable tray | MR | 1010 | 11.913 | 12032.13 | DIVISION 16 - ELECTRICAL
| 4Cx50mm2, 0.60/1KV CU/XLPE/SWA/PVC cable on |  |  |  |  | DIVISION 16 - ELECTRICAL
Plan-MB-10788 | cable tray | MR | 695 | 9.747 | 6774.165 | DIVISION 16 - ELECTRICAL
| 4Cx35mm2, 0.60/1KV CU/XLPE/SWA/PVC cable on |  |  |  |  | DIVISION 16 - ELECTRICAL
Plan-MB-10789 | cable tray | MR | 410 | 8.664 | 3552.24 | DIVISION 16 - ELECTRICAL
| 4Cx25mm2, 0.60/1KV CU/XLPE/SWA/PVC cable on |  |  |  |  | DIVISION 16 - ELECTRICAL
Plan-MB-10790 | cable tray | MR | 715 | 6.498 | 4646.07 | DIVISION 16 - ELECTRICAL
| 4Cx16mm2, 0.60/1KV CU/XLPE/SWA/PVC cable on |  |  |  |  | DIVISION 16 - ELECTRICAL
Plan-MB-10791 | cable tray | MR | 281 | 5.415 | 1521.615 | DIVISION 16 - ELECTRICAL
| 4Cx10mm2, 0.60/1KV CU/XLPE/SWA/PVC cable on |  |  |  |  | DIVISION 16 - ELECTRICAL
Plan-MB-10792 | cable tray | MR | 725 | 4.332 | 3140.7 | DIVISION 16 - ELECTRICAL
Plan-MB-10793 | 4x35+1x16mm2, 0.60/1KV PVC wires in 38mm dia G.I. Conduit | MR | 555 | 8.664 | 4808.52 | DIVISION 16 - ELECTRICAL
Plan-MB-10794 | 4x25+1x16mm2, 0.60/1KV PVC wires in 38mm dia G.I. Conduit | MR | 385 | 6.498 | 2501.73 | DIVISION 16 - ELECTRICAL
Plan-MB-10795 | 4x16+1x6mm2, 0.60/1KV PVC wires in 38mm dia G.I. Conduit | MR | 435 | 5.415 | 2355.525 | DIVISION 16 - ELECTRICAL
Plan-MB-10796 | 4x10+1x6mm2, 0.60/1KV PVC wires in 38mm dia G.I. conduit | MR | 1235 | 4.332 | 5350.02 | DIVISION 16 - ELECTRICAL
Plan-MB-10797 | 4x6+1x4mm2, 0.60/1KV PVC wires in 38mm dia G.I. Conduit | MR | 580 | 3.249 | 1884.42 | DIVISION 16 - ELECTRICAL
DIVISION 16 - ELECTRICAL
DIVISION 16 - ELECTRICAL
DIVISION 16 - ELECTRICAL
DIVISION 16 - ELECTRICAL
DIVISION 16 - ELECTRICAL
DIVISION 16 - ELECTRICAL
DIVISION 16 - ELECTRICAL
DIVISION 16 - ELECTRICAL
DIVISION 16 - ELECTRICAL
DIVISION 16 - ELECTRICAL
[5 empty] | 86304.27 | DIVISION 16 - ELECTRICAL
| DIVISION 16 - ELECTRICAL |  |  |  |  | DIVISION 16 - ELECTRICAL
| SECTION 16123 - WIRES, CABLES |  |  |  |  | DIVISION 16 - ELECTRICAL
| Supply, install, connect, test and commission |  |  |  |  | DIVISION 16 - ELECTRICAL
| the following points for lighting, exhaust fans |  |  |  |  | DIVISION 16 - ELECTRICAL
| emergency lights, exit signs, switches, P.B. |  |  |  |  | DIVISION 16 - ELECTRICAL
| control panels, boxes, covers, conduits, |  |  |  |  | DIVISION 16 - ELECTRICAL
| wires, and all necessary as per drawings, |  |  |  |  | DIVISION 16 - ELECTRICAL
| schedule of points, specifications, KOC |  |  |  |  | DIVISION 16 - ELECTRICAL
| latest regulation, requirements and to the |  |  |  |  | DIVISION 16 - ELECTRICAL
| satisfaction and approval of the Superintendent. |  |  |  |  | DIVISION 16 - ELECTRICAL
Plan-MB-10798 | Light points | No | 6272 | 9.227 | 57871.744 | DIVISION 16 - ELECTRICAL
Plan-MB-10799 | External light points | No | 14 | 12.303 | 172.242 | DIVISION 16 - ELECTRICAL
Plan-MB-10800 | Exit light points (in stair case) | No | 99 | 9.227 | 913.473 | DIVISION 16 - ELECTRICAL
Plan-MB-10801 | Exit light points (decorative) | No | 68 | 9.216 | 626.688 | DIVISION 16 - ELECTRICAL
DIVISION 16 - ELECTRICAL
DIVISION 16 - ELECTRICAL
DIVISION 16 - ELECTRICAL
DIVISION 16 - ELECTRICAL
DIVISION 16 - ELECTRICAL
DIVISION 16 - ELECTRICAL
DIVISION 16 - ELECTRICAL
DIVISION 16 - ELECTRICAL
DIVISION 16 - ELECTRICAL
DIVISION 16 - ELECTRICAL
DIVISION 16 - ELECTRICAL
DIVISION 16 - ELECTRICAL
DIVISION 16 - ELECTRICAL
DIVISION 16 - ELECTRICAL
DIVISION 16 - ELECTRICAL
DIVISION 16 - ELECTRICAL
DIVISION 16 - ELECTRICAL
DIVISION 16 - ELECTRICAL
DIVISION 16 - ELECTRICAL
DIVISION 16 - ELECTRICAL
DIVISION 16 - ELECTRICAL
DIVISION 16 - ELECTRICAL
DIVISION 16 - ELECTRICAL
DIVISION 16 - ELECTRICAL
DIVISION 16 - ELECTRICAL
[5 empty] | 59584.147 | DIVISION 16 - ELECTRICAL
| DIVISION 16 - ELECTRICAL |  |  |  |  | DIVISION 16 - ELECTRICAL
| SECTION 16134 - UNDER FLOOR RACEWAY |  |  |  |  | DIVISION 16 - ELECTRICAL
| Supply, install connect test and commission |  |  |  |  | DIVISION 16 - ELECTRICAL
| the following under floor trunking system, |  |  |  |  | DIVISION 16 - ELECTRICAL
| junction boxes, service boxes including |  |  |  |  | DIVISION 16 - ELECTRICAL
| all bends, connecting saddle, clamping |  |  |  |  | DIVISION 16 - ELECTRICAL
| saddle, connection, end flange cap adaptors, |  |  |  |  | DIVISION 16 - ELECTRICAL
| offset units, fly over units all necessary |  |  |  |  | DIVISION 16 - ELECTRICAL
| accessories earth bonding links etc., |  |  |  |  | DIVISION 16 - ELECTRICAL
| as per drawings, schedule of points |  |  |  |  | DIVISION 16 - ELECTRICAL
| specifications, KOC regulations, requirements |  |  |  |  | DIVISION 16 - ELECTRICAL
| and to the approval of the Superintendent. |  |  |  |  | DIVISION 16 - ELECTRICAL
| 2 Compartment under floor trunking (300x38mm) |  |  |  |  | DIVISION 16 - ELECTRICAL
| minimum 2mm thick pre-galvanized steel sheet, |  |  |  |  | DIVISION 16 - ELECTRICAL
| with fixing clips mounted under floor and as |  |  |  |  | DIVISION 16 - ELECTRICAL
Plan-MB-10802 | per specification section 16134. | MR | 987 | 32.49 | 32067.63 | DIVISION 16 - ELECTRICAL
| 2 Compartment under floor trunking junction |  |  |  |  | DIVISION 16 - ELECTRICAL
| box (300x300x38mm), high tensile strength, |  |  |  |  | DIVISION 16 - ELECTRICAL
Plan-MB-10803 | high pressure die cast, zinc alloy material base framed. | No | 100 | 36.822 | 3682.2 | DIVISION 16 - ELECTRICAL
| 2 Compartment under floor trunking service |  |  |  |  | DIVISION 16 - ELECTRICAL
| box (300x300x38mm) suitable for 13Amp |  |  |  |  | DIVISION 16 - ELECTRICAL
| twin switch socket outlet, 2 No twin socket |  |  |  |  | DIVISION 16 - ELECTRICAL
Plan-MB-10804 | outlet for telecommunication | No | 437 | 41.154 | 17984.298 | DIVISION 16 - ELECTRICAL
DIVISION 16 - ELECTRICAL
DIVISION 16 - ELECTRICAL
DIVISION 16 - ELECTRICAL
DIVISION 16 - ELECTRICAL
DIVISION 16 - ELECTRICAL
DIVISION 16 - ELECTRICAL
DIVISION 16 - ELECTRICAL
DIVISION 16 - ELECTRICAL
DIVISION 16 - ELECTRICAL
DIVISION 16 - ELECTRICAL
DIVISION 16 - ELECTRICAL
DIVISION 16 - ELECTRICAL
DIVISION 16 - ELECTRICAL
DIVISION 16 - ELECTRICAL
DIVISION 16 - ELECTRICAL
DIVISION 16 - ELECTRICAL
[5 empty] | 53734.128 | DIVISION 16 - ELECTRICAL
| DIVISION 16 - ELECTRICAL |  |  |  |  | DIVISION 16 - ELECTRICAL
| SECTION 16140 - WIRING DEVICES |  |  |  |  | DIVISION 16 - ELECTRICAL
| Supply, install, connect, test and commission |  |  |  |  | DIVISION 16 - ELECTRICAL
| the following disconnect/isolating switches |  |  |  |  | DIVISION 16 - ELECTRICAL
| including enclosures, earthing terminals, |  |  |  |  | DIVISION 16 - ELECTRICAL
| support brackets, hot dip galvanized steel |  |  |  |  | DIVISION 16 - ELECTRICAL
| iron base warning labels, identification, |  |  |  |  | DIVISION 16 - ELECTRICAL
| name plates fixing, termination, builder work |  |  |  |  | DIVISION 16 - ELECTRICAL
| all accessories and as per drawing, schematic |  |  |  |  | DIVISION 16 - ELECTRICAL
| diagrams, schedule of points, KOC latest |  |  |  |  | DIVISION 16 - ELECTRICAL
| regulation, specifications and to the approval |  |  |  |  | DIVISION 16 - ELECTRICAL
| of the Superintendent. |  |  |  |  | DIVISION 16 - ELECTRICAL
Plan-MB-10805 | S/F 250A TPN in weatherproof enclosure for | No | 2 | 230.679 | 461.358 | DIVISION 16 - ELECTRICAL
| pump 1 & 2. |  |  |  |  | DIVISION 16 - ELECTRICAL
Plan-MB-10806 | S/F 150A TPN in weatherproof enclosure for AHU's. | No | 8 | 192.233 | 1537.864 | DIVISION 16 - ELECTRICAL
| S/F 125A TPN in weatherproof enclosure for |  |  |  |  | DIVISION 16 - ELECTRICAL
Plan-MB-10807 | chilled water pumpsets. | No | 8 | 138.407 | 1107.256 | DIVISION 16 - ELECTRICAL
Plan-MB-10808 | S/F 125A TPN | No | 4 | 111.495 | 445.98 | DIVISION 16 - ELECTRICAL
| S/F 80A TPN in weatherproof enclosure for |  |  |  |  | DIVISION 16 - ELECTRICAL
Plan-MB-10809 | condensing units | No | 2 | 96.116 | 192.232 | DIVISION 16 - ELECTRICAL
Plan-MB-10810 | S/F 60A TPN in weatherproof enclosure for AHU | No | 1 | 70.742 | 70.742 | DIVISION 16 - ELECTRICAL
| S/F 40A, TPN in weatherproof enclosure for |  |  |  |  | DIVISION 16 - ELECTRICAL
Plan-MB-10811 | booster pump, AHU's and condensing unit. | No | 26 | 57.67 | 1499.42 | DIVISION 16 - ELECTRICAL
Plan-MB-10812 | S/F 30A, TPN in weatherproof enclosure | No | 25 | 57.67 | 1441.75 | DIVISION 16 - ELECTRICAL
Plan-MB-10813 | S/F 20A, TPN in weatherproof enclosure | No | 10 | 30.757 | 307.57 | DIVISION 16 - ELECTRICAL
Plan-MB-10814 | Isolator, 200A TPN for UPS | No | 1 | 73.048 | 73.048 | DIVISION 16 - ELECTRICAL
Plan-MB-10815 | Isolator, 250A TPN for IT Equip. | No | 1 | 134.563 | 134.563 | DIVISION 16 - ELECTRICAL
Plan-MB-10816 | Isolator, 20A TPN for IT Equip. | No | 8 | 34.602 | 276.816 | DIVISION 16 - ELECTRICAL
DIVISION 16 - ELECTRICAL
DIVISION 16 - ELECTRICAL
DIVISION 16 - ELECTRICAL
DIVISION 16 - ELECTRICAL
DIVISION 16 - ELECTRICAL
DIVISION 16 - ELECTRICAL
DIVISION 16 - ELECTRICAL
DIVISION 16 - ELECTRICAL
DIVISION 16 - ELECTRICAL
DIVISION 16 - ELECTRICAL
DIVISION 16 - ELECTRICAL
[5 empty] | 7548.599 | DIVISION 16 - ELECTRICAL
| DIVISION 16 - ELECTRICAL |  |  |  |  | DIVISION 16 - ELECTRICAL
| Supply, install, connect, test and commission |  |  |  |  | DIVISION 16 - ELECTRICAL
| the following power points including all type |  |  |  |  | DIVISION 16 - ELECTRICAL
| socket outlet, switch fuses, small power |  |  |  |  | DIVISION 16 - ELECTRICAL
| outlets, double pole switches, junction |  |  |  |  | DIVISION 16 - ELECTRICAL
| boxes, wiring in raceway back to panel |  |  |  |  | DIVISION 16 - ELECTRICAL
| boards, all associated accessories as |  |  |  |  | DIVISION 16 - ELECTRICAL
| required identification label etc. and as per |  |  |  |  | DIVISION 16 - ELECTRICAL
| drawings, schedule of points, specifications |  |  |  |  | DIVISION 16 - ELECTRICAL
| KOC latest regulations requirements and to |  |  |  |  | DIVISION 16 - ELECTRICAL
| the approval of the Superintendent. |  |  |  |  | DIVISION 16 - ELECTRICAL
Plan-MB-10817 | 13 Amp switched socket, single outlet water tight | No | 91 | 19.223 | 1749.293 | DIVISION 16 - ELECTRICAL
Plan-MB-10818 | 13 Amp switched socket, single outlet | No | 946 | 9.747 | 9220.662 | DIVISION 16 - ELECTRICAL
Plan-MB-10819 | 13 Amp switched socket, twin outlet | No | 1174 | 11.913 | 13985.862 | DIVISION 16 - ELECTRICAL
Plan-MB-10820 | 15Amp switched socket, single outlet | No | 30 | 10.83 | 324.9 | DIVISION 16 - ELECTRICAL
| 13 Amp switched socket, twin outlet for |  |  |  |  | DIVISION 16 - ELECTRICAL
Plan-MB-10821 | under floor | No | 459 | 9.747 | 4473.873 | DIVISION 16 - ELECTRICAL
| 15 Amp switched socket, single outlet |  |  |  |  | DIVISION 16 - ELECTRICAL
Plan-MB-10822 | water tight | No | 5 | 27.075 | 135.375 | DIVISION 16 - ELECTRICAL
Plan-MB-10823 | JB with 20A D.P. switch | No | 162 | 13.072 | 2117.664 | DIVISION 16 - ELECTRICAL
| 13Amp switch socket, single outlet above |  |  |  |  | DIVISION 16 - ELECTRICAL
Plan-MB-10824 | false ceiling for PVAV | No | 342 | 9.747 | 3333.474 | DIVISION 16 - ELECTRICAL
| 13Amp switched socket, single outlet above |  |  |  |  | DIVISION 16 - ELECTRICAL
Plan-MB-10825 | false ceiling for CCTV camera. | No | 19 | 9.747 | 185.193 | DIVISION 16 - ELECTRICAL
Plan-MB-10826 | 32A, 3PIN Industrial type socket outlet | No | 6 | 32.49 | 194.94 | DIVISION 16 - ELECTRICAL
DIVISION 16 - ELECTRICAL
DIVISION 16 - ELECTRICAL
DIVISION 16 - ELECTRICAL
DIVISION 16 - ELECTRICAL
DIVISION 16 - ELECTRICAL
DIVISION 16 - ELECTRICAL
DIVISION 16 - ELECTRICAL
DIVISION 16 - ELECTRICAL
DIVISION 16 - ELECTRICAL
DIVISION 16 - ELECTRICAL
DIVISION 16 - ELECTRICAL
DIVISION 16 - ELECTRICAL
DIVISION 16 - ELECTRICAL
DIVISION 16 - ELECTRICAL
[5 empty] | 35721.236 | DIVISION 16 - ELECTRICAL
| DIVISION 16 - ELECTRICAL |  |  |  |  | DIVISION 16 - ELECTRICAL
| SECTION 16140 - WIRING DEVICES |  |  |  |  | DIVISION 16 - ELECTRICAL
| 32A, 5PIN with built-in 30mA ELCB Industrial |  |  |  |  | DIVISION 16 - ELECTRICAL
Plan-MB-10827 | type SW / SKT for window cleaning machine | No | 15 | 49.98 | 749.7 | DIVISION 16 - ELECTRICAL
Plan-MB-10828 | S/F 15A SPN | No | 4 | 65.359 | 261.436 | DIVISION 16 - ELECTRICAL
Plan-MB-10829 | S/F 15A SPN inside weatherproof enclosure | No | 53 | 26.913 | 1426.389 | DIVISION 16 - ELECTRICAL
Plan-MB-10830 | S/F 20A SPN inside weatherproof enclosure | No | 3 | 26.913 | 80.739 | DIVISION 16 - ELECTRICAL
Plan-MB-10831 | S/F 15A TPN | No | 21 | 26.913 | 565.173 | DIVISION 16 - ELECTRICAL
Plan-MB-10832 | S/F 15A TPN inside weatherproof enclosure | No | 16 | 26.913 | 430.608 | DIVISION 16 - ELECTRICAL
Plan-MB-10833 | S/F 20A TPN | No | 4 | 26.913 | 107.652 | DIVISION 16 - ELECTRICAL
Plan-MB-10834 | S/F 20A TPN inside weatherproof enclosure | No | 24 | 26.913 | 645.912 | DIVISION 16 - ELECTRICAL
| SECTION 16441 - SWITCHING BOARDS |  |  |  |  | DIVISION 16 - ELECTRICAL
| Supply, install, connect, test and commission |  |  |  |  | DIVISION 16 - ELECTRICAL
| the following MSB's, SMB's, ESMSB, |  |  |  |  | DIVISION 16 - ELECTRICAL
| including fixation angel iron supports, |  |  |  |  | DIVISION 16 - ELECTRICAL
| suspension studs, rods, nut labels, |  |  |  |  | DIVISION 16 - ELECTRICAL
| name plate, schematic diagrams |  |  |  |  | DIVISION 16 - ELECTRICAL
| schedule of points, termination all |  |  |  |  | DIVISION 16 - ELECTRICAL
| necessary accessories, all builder work |  |  |  |  | DIVISION 16 - ELECTRICAL
| etc., as per drawings, schematic diagrams |  |  |  |  | DIVISION 16 - ELECTRICAL
| schedule of points, specifications, KOC |  |  |  |  | DIVISION 16 - ELECTRICAL
| rehgulations and requirements and to the |  |  |  |  | DIVISION 16 - ELECTRICAL
| satisfaction of the Superintendent. |  |  |  |  | DIVISION 16 - ELECTRICAL
Plan-MB-10835 | MSB-1B: Cubical type as per Single Line Diagram drawing | No | 1 | 5186.433 | 5186.433 | DIVISION 16 - ELECTRICAL
Plan-MB-10836 | ESMSB-1B: Cubical type as per Single Line Diagram drawing | No | 1 | 5554.75 | 5554.75 | DIVISION 16 - ELECTRICAL
Plan-MB-10837 | ESMSB-SHLT & MF: Cubical type as per Single Line Diagram drawing | No | 1 | 3411.742 | 3411.742 | DIVISION 16 - ELECTRICAL
DIVISION 16 - ELECTRICAL
DIVISION 16 - ELECTRICAL
DIVISION 16 - ELECTRICAL
DIVISION 16 - ELECTRICAL
DIVISION 16 - ELECTRICAL
DIVISION 16 - ELECTRICAL
DIVISION 16 - ELECTRICAL
DIVISION 16 - ELECTRICAL
DIVISION 16 - ELECTRICAL
DIVISION 16 - ELECTRICAL
DIVISION 16 - ELECTRICAL
DIVISION 16 - ELECTRICAL
DIVISION 16 - ELECTRICAL
[5 empty] | 18420.534 | DIVISION 16 - ELECTRICAL
| DIVISION 16 - ELECTRICAL |  |  |  |  | DIVISION 16 - ELECTRICAL
| SECTION 16441 - SWITCHING BOARDS |  |  |  |  | DIVISION 16 - ELECTRICAL
Plan-MB-10838 | ESMSB-SHLT Fans: Cubical type as per Single Line Diagram drawing | No | 1 | 5553.981 | 5553.981 | DIVISION 16 - ELECTRICAL
Plan-MB-10839 | EMSB-SHLT: Cubical type as per Single Line Diagram drawing | No | 1 | 13840.74 | 13840.74 | DIVISION 16 - ELECTRICAL
Plan-MB-10840 | ESMSB-S/S: Cubical type as per Single Line Diagram drawing | No | 1 | 6151.44 | 6151.44 | DIVISION 16 - ELECTRICAL
Plan-MB-10841 | MSB-HVAC Pump: Cubical type as per Single Line Diagram drawing | No | 1 | 7689.3 | 7689.3 | DIVISION 16 - ELECTRICAL
Plan-MB-10842 | MSB-MSQ: Cubical type as per Single Line Diagram drawing | No | 1 | 3844.65 | 3844.65 | DIVISION 16 - ELECTRICAL
Plan-MB-10843 | ESMSB-SER: Cubical type as per Single Line Diagram drawing | No | 1 | 5370.207 | 5370.207 | DIVISION 16 - ELECTRICAL
Plan-MB-10844 | MSB-1G: Cubical type as per Single Line Diagram drawing | No | 1 | 5554.75 | 5554.75 | DIVISION 16 - ELECTRICAL
Plan-MB-10845 | MSB-2G: Cubical type as per Single Line Diagram drawing | No | 1 | 5554.75 | 5554.75 | DIVISION 16 - ELECTRICAL
Plan-MB-10846 | MSB-VAVI-G: Cubical type as per Single Line Diagram drawing | No | 1 | 3362.531 | 3362.531 | DIVISION 16 - ELECTRICAL
Plan-MB-10847 | ESMSB-1G: Cubical type as per Single Line Diagram drawing | No | 1 | 8458.23 | 8458.23 | DIVISION 16 - ELECTRICAL
Plan-MB-10848 | ESMSB-2G: Cubical type as per Single Line Diagram drawing | No | 1 | 6305.226 | 6305.226 | DIVISION 16 - ELECTRICAL
Plan-MB-10849 | MSB-AUD: Cubical type as per Single Line Diagram drawing | No | 1 | 3227.968 | 3227.968 | DIVISION 16 - ELECTRICAL
Plan-MB-10850 | MSB-KIT: Cubical type as per Single Line Diagram drawing | No | 1 | 6151.44 | 6151.44 | DIVISION 16 - ELECTRICAL
Plan-MB-10851 | MSB-HC: Cubical type as per Single Line Diagram drawing | No | 1 | 2034.589 | 2034.589 | DIVISION 16 - ELECTRICAL
Plan-MB-10852 | EMDB-ITI: Cubical type as per Single Line Diagram drawing | No | 1 | 5382.51 | 5382.51 | DIVISION 16 - ELECTRICAL
Plan-MB-10853 | EMDB-IT2: Cubical type as per Single Line Diagram drawing | No | 1 | 3808.51 | 3808.51 | DIVISION 16 - ELECTRICAL
Plan-MB-10854 | MSB-1/F1: Cubical type as per Single Line Diagram drawing | No | 1 | 5186.433 | 5186.433 | DIVISION 16 - ELECTRICAL
Plan-MB-10855 | MSB-2/F1: Cubical type as per Single Line Diagram drawing | No | 1 | 5186.433 | 5186.433 | DIVISION 16 - ELECTRICAL
DIVISION 16 - ELECTRICAL
DIVISION 16 - ELECTRICAL
DIVISION 16 - ELECTRICAL
DIVISION 16 - ELECTRICAL
DIVISION 16 - ELECTRICAL
DIVISION 16 - ELECTRICAL
DIVISION 16 - ELECTRICAL
DIVISION 16 - ELECTRICAL
DIVISION 16 - ELECTRICAL
DIVISION 16 - ELECTRICAL
DIVISION 16 - ELECTRICAL
DIVISION 16 - ELECTRICAL
DIVISION 16 - ELECTRICAL
DIVISION 16 - ELECTRICAL
DIVISION 16 - ELECTRICAL
DIVISION 16 - ELECTRICAL
DIVISION 16 - ELECTRICAL
DIVISION 16 - ELECTRICAL
DIVISION 16 - ELECTRICAL
[5 empty] | 102663.688 | DIVISION 16 - ELECTRICAL
| DIVISION 16 - ELECTRICAL |  |  |  |  | DIVISION 16 - ELECTRICAL
| SECTION 16441 - SWITCHING BOARDS |  |  |  |  | DIVISION 16 - ELECTRICAL
Plan-MB-10856 | MSB-3/F1: Cubical type as per Single Line Diagram drawing | No | 1 | 5382.51 | 5382.51 | DIVISION 16 - ELECTRICAL
Plan-MB-10857 | MSB-VAVI-F1: Cubical type as per Single Line Diagram drawing | No | 1 | 4767.366 | 4767.366 | DIVISION 16 - ELECTRICAL
Plan-MB-10858 | MSB-VAV2-F1: Cubical type as per Single Line Diagram drawing | No | 1 | 3460.185 | 3460.185 | DIVISION 16 - ELECTRICAL
Plan-MB-10859 | MSB-1/F2: Cubical type as per Single Line Diagram drawing | No | 1 | 6535.905 | 6535.905 | DIVISION 16 - ELECTRICAL
Plan-MB-10860 | MSB-2/F2: Cubical type as per Single Line Diagram drawing | No | 1 | 4805.813 | 4805.813 | DIVISION 16 - ELECTRICAL
Plan-MB-10861 | MSB-3/F2: Cubical type as per Single Line Diagram drawing | No | 1 | 8458.23 | 8458.23 | DIVISION 16 - ELECTRICAL
Plan-MB-10862 | MSB-VAV1-F2: Cubical type as per Single Line Diagram drawing | No | 1 | 4805.813 | 4805.813 | DIVISION 16 - ELECTRICAL
Plan-MB-10863 | MSB-VAV2-F2: Cubical type as per Single Line Diagram drawing | No | 1 | 3653.186 | 3653.186 | DIVISION 16 - ELECTRICAL
Plan-MB-10864 | MSB-1/RF: Cubical type as per Single Line Diagram drawing | No | 1 | 7689.3 | 7689.3 | DIVISION 16 - ELECTRICAL
Plan-MB-10865 | MSB-2/RF: Cubical type as per Single Line Diagram drawing | No | 1 | 4805.813 | 4805.813 | DIVISION 16 - ELECTRICAL
Plan-MB-10866 | MSB-AHU1.RF: Cubical type as per Single Line Diagram drawing | No | 1 | 4039.189 | 4039.189 | DIVISION 16 - ELECTRICAL
Plan-MB-10867 | MSB-AHU2.RF: Cubical type as per Single Line Diagram drawing | No | 1 | 4039.189 | 4039.189 | DIVISION 16 - ELECTRICAL
Plan-MB-10868 | ESMSB1-RF: Cubical type as per Single Line Diagram drawing | No | 1 | 6535.905 | 6535.905 | DIVISION 16 - ELECTRICAL
Plan-MB-10869 | ESMSB2-RF: Cubical type as per Single Line Diagram drawing | No | 1 | 5186.433 | 5186.433 | DIVISION 16 - ELECTRICAL
Plan-MB-10870 | ESMSB-SMF1-RF: Cubical type as per Single Line Diagram drawing | No | 1 | 5382.51 | 5382.51 | DIVISION 16 - ELECTRICAL
Plan-MB-10871 | ESMSB-SMF2-RF: Cubical type as per Single Line Diagram drawing | No | 1 | 5157.214 | 5157.214 | DIVISION 16 - ELECTRICAL
DIVISION 16 - ELECTRICAL
DIVISION 16 - ELECTRICAL
DIVISION 16 - ELECTRICAL
DIVISION 16 - ELECTRICAL
DIVISION 16 - ELECTRICAL
DIVISION 16 - ELECTRICAL
DIVISION 16 - ELECTRICAL
DIVISION 16 - ELECTRICAL
DIVISION 16 - ELECTRICAL
DIVISION 16 - ELECTRICAL
DIVISION 16 - ELECTRICAL
DIVISION 16 - ELECTRICAL
DIVISION 16 - ELECTRICAL
DIVISION 16 - ELECTRICAL
DIVISION 16 - ELECTRICAL
DIVISION 16 - ELECTRICAL
DIVISION 16 - ELECTRICAL
DIVISION 16 - ELECTRICAL
DIVISION 16 - ELECTRICAL
DIVISION 16 - ELECTRICAL
DIVISION 16 - ELECTRICAL
[5 empty] | 84704.561 | DIVISION 16 - ELECTRICAL
| DIVISION 16 - ELECTRICAL |  |  |  |  | DIVISION 16 - ELECTRICAL
| SECTION 16442 - DISTRIBUTION BOARDS |  |  |  |  | DIVISION 16 - ELECTRICAL
| Supply, install, connect test and commission |  |  |  |  | DIVISION 16 - ELECTRICAL
| the following distribution boards, including |  |  |  |  | DIVISION 16 - ELECTRICAL
| all builder work, all necessary accessories, |  |  |  |  | DIVISION 16 - ELECTRICAL
| termination, schedule of points, circuits |  |  |  |  | DIVISION 16 - ELECTRICAL
| numbering, label, name plate etc., as per |  |  |  |  | DIVISION 16 - ELECTRICAL
| drawings, schedule of points, specifications |  |  |  |  | DIVISION 16 - ELECTRICAL
| KOC regulation and requirements and to the |  |  |  |  | DIVISION 16 - ELECTRICAL
| satisfaction of the Superintendent. |  |  |  |  | DIVISION 16 - ELECTRICAL
Plan-MB-10872 | 12 Way DB TPN double busbar as per Distribution Board Schedule | No | 20 | 269.126 | 5382.52 | DIVISION 16 - ELECTRICAL
Plan-MB-10873 | 12 Way DB TPN single busbar as per Distribution Board Schedule | No | 51 | 246.058 | 12548.958 | DIVISION 16 - ELECTRICAL
Plan-MB-10874 | 10 Way DB TPN double busbar as per Distribution Board Schedule | No | 11 | 238.368 | 2622.048 | DIVISION 16 - ELECTRICAL
Plan-MB-10875 | 10 Way DB TPN single busbar as per Distribution Board Schedule | No | 35 | 246.058 | 8612.03 | DIVISION 16 - ELECTRICAL
Plan-MB-10876 | 8 Way DB TPN double busbar as per Distribution Board Schedule | No | 7 | 211.456 | 1480.192 | DIVISION 16 - ELECTRICAL
Plan-MB-10877 | 8 Way DB TPN single busbar as per Distribution Board Schedule | No | 2 | 199.922 | 399.844 | DIVISION 16 - ELECTRICAL
Plan-MB-10878 | 6 Way DB TPN single busbar as per Distribution Board Schedule | No | 1 | 192.233 | 192.233 | DIVISION 16 - ELECTRICAL
Plan-MB-10879 | 4 Way DB TPN single busbar as per Distribution Board Schedule | No | 1 | 184.543 | 184.543 | DIVISION 16 - ELECTRICAL
Plan-MB-10880 | 18 Way SPN single busbar as per Distribution Board Schedule | No | 1 | 176.854 | 176.854 | DIVISION 16 - ELECTRICAL
Plan-MB-10881 | 15 Way SPN double busbar as per Distribution Board Schedule | No | 1 | 269.126 | 269.126 | DIVISION 16 - ELECTRICAL
Plan-MB-10882 | 12 Way SPN double busbar as per Distribution Board Schedule | No | 5 | 192.233 | 961.165 | DIVISION 16 - ELECTRICAL
Plan-MB-10883 | 10 Way SPN double busbar as per Distribution Board Schedule | No | 5 | 184.543 | 922.715 | DIVISION 16 - ELECTRICAL
Plan-MB-10884 | Feeder Pillar-1: Cubical type as per Distribution Board Schedule | No | 1 | 787.384 | 787.384 | DIVISION 16 - ELECTRICAL
Plan-MB-10885 | Feeder Pillar-2: Cubical type as per Distribution Board Schedule | No | 1 | 783.54 | 783.54 | DIVISION 16 - ELECTRICAL
Plan-MB-10886 | DB-SHLT. 1 & 2: Cubical type as per Distribution Board Schedule | No | 2 | 197.615 | 395.23 | DIVISION 16 - ELECTRICAL
Plan-MB-10887 | DB/AC-SR-01/1,2,3: Cubical type as per Distribution Board Schedule | No | 3 | 187.619 | 562.857 | DIVISION 16 - ELECTRICAL
DIVISION 16 - ELECTRICAL
DIVISION 16 - ELECTRICAL
DIVISION 16 - ELECTRICAL
DIVISION 16 - ELECTRICAL
DIVISION 16 - ELECTRICAL
DIVISION 16 - ELECTRICAL
DIVISION 16 - ELECTRICAL
DIVISION 16 - ELECTRICAL
DIVISION 16 - ELECTRICAL
DIVISION 16 - ELECTRICAL
DIVISION 16 - ELECTRICAL
DIVISION 16 - ELECTRICAL
DIVISION 16 - ELECTRICAL
[5 empty] | 36281.239 | DIVISION 16 - ELECTRICAL
| DIVISION 16 - ELECTRICAL |  |  |  |  | DIVISION 16 - ELECTRICAL
| SECTION 16442 - DISTRIBUTION BOARDS |  |  |  |  | DIVISION 16 - ELECTRICAL
Plan-MB-10888 | DB-AHU-05/1,2: Cubical type as per Distribution Board Schedule | No | 2 | 192.233 | 384.466 | DIVISION 16 - ELECTRICAL
Plan-MB-10889 | DB-AHU-06/1,2: Cubical type as per Distribution Board Schedule | No | 2 | 192.233 | 384.466 | DIVISION 16 - ELECTRICAL
Plan-MB-10890 | DB-AHU-07/1,2: Cubical type as per Distribution Board Schedule | No | 2 | 192.233 | 384.466 | DIVISION 16 - ELECTRICAL
| SECTION 16462 - LIGHTING CONTROL SYSTEM |  |  |  |  | DIVISION 16 - ELECTRICAL
| Supply, install, connect, test and commission |  |  |  |  | DIVISION 16 - ELECTRICAL
| the following lightning control system complete |  |  |  |  | DIVISION 16 - ELECTRICAL
| with LCP's (lighting control panel). EIB touch |  |  |  |  | DIVISION 16 - ELECTRICAL
| screen, monitoring system, small touch screen, |  |  |  |  | DIVISION 16 - ELECTRICAL
| intellegent switch, push buttonun-interruptible |  |  |  |  | DIVISION 16 - ELECTRICAL
| power supply time management controller and |  |  |  |  | DIVISION 16 - ELECTRICAL
| all accessories wiring, conduits, supports, |  |  |  |  | DIVISION 16 - ELECTRICAL
| accessories cabling, termination, trunkings supports, |  |  |  |  | DIVISION 16 - ELECTRICAL
| fixation, control cables from MCBB to LCP, |  |  |  |  | DIVISION 16 - ELECTRICAL
| and from LCP to central lighting control panel |  |  |  |  | DIVISION 16 - ELECTRICAL
| at Control room as per drawing, specification |  |  |  |  | DIVISION 16 - ELECTRICAL
| and to the approval os the Superintendent. |  |  |  |  | DIVISION 16 - ELECTRICAL
Plan-MB-10891 | Dimmer with int. switch (2-Gang) | No | 12 | 553.63 | 6643.56 | DIVISION 16 - ELECTRICAL
Plan-MB-10892 | Dimmer with int. switch (4-Gang) | No | 3 | 330.64 | 991.92 | DIVISION 16 - ELECTRICAL
Plan-MB-10893 | Occupancy sensor | No | 39 | 69.204 | 2698.956 | DIVISION 16 - ELECTRICAL
Plan-MB-10894 | 8 Channel switch actuator with timer | No | 7 | 292.193 | 2045.351 | DIVISION 16 - ELECTRICAL
Plan-MB-10895 | 4 Channel switch actuator with timer | No | 3 | 176.854 | 530.562 | DIVISION 16 - ELECTRICAL
DIVISION 16 - ELECTRICAL
DIVISION 16 - ELECTRICAL
DIVISION 16 - ELECTRICAL
DIVISION 16 - ELECTRICAL
DIVISION 16 - ELECTRICAL
DIVISION 16 - ELECTRICAL
DIVISION 16 - ELECTRICAL
DIVISION 16 - ELECTRICAL
DIVISION 16 - ELECTRICAL
DIVISION 16 - ELECTRICAL
DIVISION 16 - ELECTRICAL
DIVISION 16 - ELECTRICAL
DIVISION 16 - ELECTRICAL
DIVISION 16 - ELECTRICAL
DIVISION 16 - ELECTRICAL
DIVISION 16 - ELECTRICAL
[5 empty] | 14063.747 | DIVISION 16 - ELECTRICAL
| DIVISION 16 - ELECTRICAL |  |  |  |  | DIVISION 16 - ELECTRICAL
| SECTION 16462 - LIGHTING CONTROL SYSTEM |  |  |  |  | DIVISION 16 - ELECTRICAL
Plan-MB-10896 | Un-interruptible EIB Power Supply | No | 2 | 92.272 | 184.544 | DIVISION 16 - ELECTRICAL
Plan-MB-10897 | Battery module | No | 2 | 73.048 | 146.096 | DIVISION 16 - ELECTRICAL
Plan-MB-10898 | EIB Bus coupler | No | 23 | 92.272 | 2122.256 | DIVISION 16 - ELECTRICAL
Plan-MB-10899 | 1-Gang switch | No | 1146 | 53.825 | 61683.45 | DIVISION 16 - ELECTRICAL
Plan-MB-10900 | 2-Gang switch | No | 91 | 61.514 | 5597.774 | DIVISION 16 - ELECTRICAL
Plan-MB-10901 | 3-Gang switch | No | 22 | 61.514 | 1353.308 | DIVISION 16 - ELECTRICAL
Plan-MB-10902 | 1-Gang two way switch | No | 14 | 57.67 | 807.38 | DIVISION 16 - ELECTRICAL
Plan-MB-10903 | Touch screen | No | 1 | 2460.576 | 2460.576 | DIVISION 16 - ELECTRICAL
Plan-MB-10904 | PC with graphic software | No | 1 | 261.436 | 261.436 | DIVISION 16 - ELECTRICAL
Plan-MB-10905 | Lighting control panel | No | 20 | 69.204 | 1384.08 | DIVISION 16 - ELECTRICAL
| Supply, install, connect, test and commission |  |  |  |  | DIVISION 16 - ELECTRICAL
| for the interfacing with BMS via gateway |  |  |  |  | DIVISION 16 - ELECTRICAL
| (Refer to Lighting Control System Schematic |  |  |  |  | DIVISION 16 - ELECTRICAL
Plan-MB-10906 | Drawing #910-BMS-100-01) | Item | 1 | 3460.185 | 3460.185 | DIVISION 16 - ELECTRICAL
| Spare parts as per specifications |  |  |  |  | DIVISION 16 - ELECTRICAL
| (Refer to Lighting Control System Specification |  |  |  |  | DIVISION 16 - ELECTRICAL
Plan-MB-10907 | Section No. 16462) | Item | 1 | 1537.86 | 1537.86 | DIVISION 16 - ELECTRICAL
DIVISION 16 - ELECTRICAL
DIVISION 16 - ELECTRICAL
DIVISION 16 - ELECTRICAL
DIVISION 16 - ELECTRICAL
DIVISION 16 - ELECTRICAL
DIVISION 16 - ELECTRICAL
DIVISION 16 - ELECTRICAL
DIVISION 16 - ELECTRICAL
DIVISION 16 - ELECTRICAL
DIVISION 16 - ELECTRICAL
DIVISION 16 - ELECTRICAL
DIVISION 16 - ELECTRICAL
DIVISION 16 - ELECTRICAL
DIVISION 16 - ELECTRICAL
DIVISION 16 - ELECTRICAL
DIVISION 16 - ELECTRICAL
DIVISION 16 - ELECTRICAL
DIVISION 16 - ELECTRICAL
DIVISION 16 - ELECTRICAL
DIVISION 16 - ELECTRICAL
[5 empty] | 80998.945 | DIVISION 16 - ELECTRICAL
| DIVISION 16 - ELECTRICAL |  |  |  |  | DIVISION 16 - ELECTRICAL
| SECTION 16500 - LIGHTING FIXTURES |  |  |  |  | DIVISION 16 - ELECTRICAL
| Supply, install, connect, test and commissioning |  |  |  |  | DIVISION 16 - ELECTRICAL
| the following light fixtures as specified complete |  |  |  |  | DIVISION 16 - ELECTRICAL
| with all lamps, tubes, chokes, other gears, |  |  |  |  | DIVISION 16 - ELECTRICAL
| starters, silicone wires, fixing suspensions, |  |  |  |  | DIVISION 16 - ELECTRICAL
| connection and making good to finishes as per |  |  |  |  | DIVISION 16 - ELECTRICAL
| grawings, specifications KOC requirements |  |  |  |  | DIVISION 16 - ELECTRICAL
| and to the satisfaction and approval of the |  |  |  |  | DIVISION 16 - ELECTRICAL
| Superintendent. |  |  |  |  | DIVISION 16 - ELECTRICAL
| Note: (Light Fittings Technical descriptions refer to Appendix XI |  |  |  |  | DIVISION 16 - ELECTRICAL
| of Technical Specification Part 4 - Data Sheet for Light Fittings) |  |  |  |  | DIVISION 16 - ELECTRICAL
Plan-MB-10908 | Type "F1" | No | 2911 | 16.916 | 49242.476 | DIVISION 16 - ELECTRICAL
Plan-MB-10909 | Type "F1A" | No | 845 | 32.295 | 27289.275 | DIVISION 16 - ELECTRICAL
Plan-MB-10910 | Type "F2" | No | 87 | 16.916 | 1471.692 | DIVISION 16 - ELECTRICAL
Plan-MB-10911 | Type "F2A" | No | 33 | 27.681 | 913.473 | DIVISION 16 - ELECTRICAL
Plan-MB-10912 | Type "F3" | No | 15 | 6.151 | 92.265 | DIVISION 16 - ELECTRICAL
Plan-MB-10913 | Type "F3A" | No | 6 | 49.98 | 299.88 | DIVISION 16 - ELECTRICAL
Plan-MB-10914 | Type "F4" | No | 1189 | 18.454 | 21941.806 | DIVISION 16 - ELECTRICAL
Plan-MB-10915 | Type "F4A" | No | 407 | 29.219 | 11892.133 | DIVISION 16 - ELECTRICAL
Plan-MB-10916 | Type "F5" | No | 150 | 17.685 | 2652.75 | DIVISION 16 - ELECTRICAL
Plan-MB-10917 | Type "F5A" | No | 97 | 28.45 | 2759.65 | DIVISION 16 - ELECTRICAL
Plan-MB-10918 | Type "F6" | No | 71 | 17.685 | 1255.635 | DIVISION 16 - ELECTRICAL
Plan-MB-10919 | Type "F7A" | No | 24 | 42.291 | 1014.984 | DIVISION 16 - ELECTRICAL
Plan-MB-10920 | Type "F8" | No | 9 | 61.514 | 553.626 | DIVISION 16 - ELECTRICAL
Plan-MB-10921 | Type "F8A" | No | 17 | 73.048 | 1241.816 | DIVISION 16 - ELECTRICAL
DIVISION 16 - ELECTRICAL
DIVISION 16 - ELECTRICAL
DIVISION 16 - ELECTRICAL
DIVISION 16 - ELECTRICAL
DIVISION 16 - ELECTRICAL
DIVISION 16 - ELECTRICAL
DIVISION 16 - ELECTRICAL
DIVISION 16 - ELECTRICAL
DIVISION 16 - ELECTRICAL
DIVISION 16 - ELECTRICAL
DIVISION 16 - ELECTRICAL
DIVISION 16 - ELECTRICAL
DIVISION 16 - ELECTRICAL
[5 empty] | 122621.461 | DIVISION 16 - ELECTRICAL
| DIVISION 16 - ELECTRICAL |  |  |  |  | DIVISION 16 - ELECTRICAL
| SECTION 16500 - LIGHTING FIXTURES |  |  |  |  | DIVISION 16 - ELECTRICAL
Plan-MB-10922 | Type "F9" | No | 103 | 28.45 | 2930.35 | DIVISION 16 - ELECTRICAL
Plan-MB-10923 | Type "F9A" | No | 17 | 43.829 | 745.093 | DIVISION 16 - ELECTRICAL
Plan-MB-10924 | Type "F10" | No | 63 | 20.761 | 1307.943 | DIVISION 16 - ELECTRICAL
Plan-MB-10925 | Type "F10A" | No | 107 | 36.14 | 3866.98 | DIVISION 16 - ELECTRICAL
Plan-MB-10926 | Type "F11A" | No | 129 | 49.98 | 6447.42 | DIVISION 16 - ELECTRICAL
Plan-MB-10927 | Type "F12" | No | 55 | 38.447 | 2114.585 | DIVISION 16 - ELECTRICAL
Plan-MB-10928 | Type "F12A" | No | 2 | 38.447 | 76.894 | DIVISION 16 - ELECTRICAL
Plan-MB-10929 | Type "F13" | No | 98 | 18.454 | 1808.492 | DIVISION 16 - ELECTRICAL
Plan-MB-10930 | Type "F13A" | No | 61 | 29.219 | 1782.359 | DIVISION 16 - ELECTRICAL
Plan-MB-10931 | Type "F14" | No | 25 | 45.367 | 1134.175 | DIVISION 16 - ELECTRICAL
Plan-MB-10932 | Type "F15" | No | 29 | 18.454 | 535.166 | DIVISION 16 - ELECTRICAL
Plan-MB-10933 | Type "F15A" | No | 10 | 29.219 | 292.19 | DIVISION 16 - ELECTRICAL
Plan-MB-10934 | Type "F16" | No | 32 | 16.916 | 541.312 | DIVISION 16 - ELECTRICAL
Plan-MB-10935 | Type "F16A" | No | 8 | 27.681 | 221.448 | DIVISION 16 - ELECTRICAL
Plan-MB-10936 | Type "F17" | No | 49 | 16.916 | 828.884 | DIVISION 16 - ELECTRICAL
Plan-MB-10937 | Type "F17A" | No | 11 | 27.681 | 304.491 | DIVISION 16 - ELECTRICAL
Plan-MB-10938 | Type "F18" | No | 25 | 33.064 | 826.6 | DIVISION 16 - ELECTRICAL
DIVISION 16 - ELECTRICAL
DIVISION 16 - ELECTRICAL
DIVISION 16 - ELECTRICAL
DIVISION 16 - ELECTRICAL
DIVISION 16 - ELECTRICAL
DIVISION 16 - ELECTRICAL
DIVISION 16 - ELECTRICAL
DIVISION 16 - ELECTRICAL
DIVISION 16 - ELECTRICAL
DIVISION 16 - ELECTRICAL
DIVISION 16 - ELECTRICAL
DIVISION 16 - ELECTRICAL
DIVISION 16 - ELECTRICAL
DIVISION 16 - ELECTRICAL
DIVISION 16 - ELECTRICAL
DIVISION 16 - ELECTRICAL
DIVISION 16 - ELECTRICAL
DIVISION 16 - ELECTRICAL
DIVISION 16 - ELECTRICAL
DIVISION 16 - ELECTRICAL
[5 empty] | 25764.382 | DIVISION 16 - ELECTRICAL
| DIVISION 16 - ELECTRICAL |  |  |  |  | DIVISION 16 - ELECTRICAL
| SECTION 16500 - LIGHTING FIXTURES |  |  |  |  | DIVISION 16 - ELECTRICAL
Plan-MB-10939 | Type "F18A" | No | 1 | 43.829 | 43.829 | DIVISION 16 - ELECTRICAL
Plan-MB-10940 | Type "F19" | No | 31 | 8.458 | 262.198 | DIVISION 16 - ELECTRICAL
Plan-MB-10941 | Type "F19A" | No | 8 | 55.363 | 442.904 | DIVISION 16 - ELECTRICAL
Plan-MB-10942 | Type "F21" | No | 48 | 33.833 | 1623.984 | DIVISION 16 - ELECTRICAL
Plan-MB-10943 | Type "F21A" | No | 16 | 29.988 | 479.808 | DIVISION 16 - ELECTRICAL
Plan-MB-10944 | Type "F22" | No | 8 | 40.753 | 326.024 | DIVISION 16 - ELECTRICAL
Plan-MB-10945 | Type "F23" | No | 44 | 18.454 | 811.976 | DIVISION 16 - ELECTRICAL
Plan-MB-10946 | Type "F23A" | No | 14 | 29.219 | 409.066 | DIVISION 16 - ELECTRICAL
Plan-MB-10947 | Type "F24" | No | 34 | 18.454 | 627.436 | DIVISION 16 - ELECTRICAL
Plan-MB-10948 | Type "F24A" | No | 10 | 29.219 | 292.19 | DIVISION 16 - ELECTRICAL
Plan-MB-10949 | Type "F25A" | No | 23 | 85.351 | 1963.073 | DIVISION 16 - ELECTRICAL
Plan-MB-10950 | Type "F26" | No | 5 | 109.188 | 545.94 | DIVISION 16 - ELECTRICAL
Plan-MB-10951 | Type "F27" | MR | 466 | 25.375 | 11824.75 | DIVISION 16 - ELECTRICAL
Plan-MB-10952 | Type "F28" | MR | 85 | 14.61 | 1241.85 | DIVISION 16 - ELECTRICAL
Plan-MB-10953 | Exit sign (inside staircase) | No | 99 | 14.61 | 1446.39 | DIVISION 16 - ELECTRICAL
Plan-MB-10954 | Exit sign (Decorative) | No | 68 | 28.45 | 1934.6 | DIVISION 16 - ELECTRICAL
DIVISION 16 - ELECTRICAL
DIVISION 16 - ELECTRICAL
DIVISION 16 - ELECTRICAL
DIVISION 16 - ELECTRICAL
DIVISION 16 - ELECTRICAL
DIVISION 16 - ELECTRICAL
DIVISION 16 - ELECTRICAL
DIVISION 16 - ELECTRICAL
DIVISION 16 - ELECTRICAL
DIVISION 16 - ELECTRICAL
DIVISION 16 - ELECTRICAL
DIVISION 16 - ELECTRICAL
DIVISION 16 - ELECTRICAL
DIVISION 16 - ELECTRICAL
DIVISION 16 - ELECTRICAL
DIVISION 16 - ELECTRICAL
DIVISION 16 - ELECTRICAL
DIVISION 16 - ELECTRICAL
DIVISION 16 - ELECTRICAL
DIVISION 16 - ELECTRICAL
DIVISION 16 - ELECTRICAL
[5 empty] | 24276.018 | DIVISION 16 - ELECTRICAL
| DIVISION 16 - ELECTRICAL |  |  |  |  | DIVISION 16 - ELECTRICAL
| SECTION 16611 - UPS SYSTEM |  |  |  |  | DIVISION 16 - ELECTRICAL
| Supply, install, connect, test & commissioning |  |  |  |  | DIVISION 16 - ELECTRICAL
| the UPS system complete with battery, |  |  |  |  | DIVISION 16 - ELECTRICAL
| battery breakers, isolating, transformer, |  |  |  |  | DIVISION 16 - ELECTRICAL
| maintenance by bass cabinet, cabling, |  |  |  |  | DIVISION 16 - ELECTRICAL
| termination, as per drawing, specification |  |  |  |  | DIVISION 16 - ELECTRICAL
| and approval of the Superintendent. |  |  |  |  | DIVISION 16 - ELECTRICAL
| UPS 130 KVA, Floor mounted Dual Redundant type with bypass, |  |  |  |  | DIVISION 16 - ELECTRICAL
Plan-MB-10955 | Input V=415V, Output V=240V, back-up time duration 1hr. | No | 1 | 23067.9 | 23067.9 | DIVISION 16 - ELECTRICAL
| UPS 140 KVA, Floor mounted Dual Redundant type with bypass, |  |  |  |  | DIVISION 16 - ELECTRICAL
Plan-MB-10956 | Input V=415V, Output V=240V, back-up time duration 1hr. | No | 1 | 26912.55 | 26912.55 | DIVISION 16 - ELECTRICAL
| SECTION 16670 - LIGHTNING PROTECTION |  |  |  |  | DIVISION 16 - ELECTRICAL
| SYSTEM |  |  |  |  | DIVISION 16 - ELECTRICAL
| Supply, install, connect, test and commssion |  |  |  |  | DIVISION 16 - ELECTRICAL
| the lightning protection system complete with |  |  |  |  | DIVISION 16 - ELECTRICAL
| air terminal, copper tape, etc., as per standard |  |  |  |  | DIVISION 16 - ELECTRICAL
| drawings and specifications. |  |  |  |  | DIVISION 16 - ELECTRICAL
Plan-MB-10957 | Multi point air terminal. | No | 8 | 30.757 | 246.056 | DIVISION 16 - ELECTRICAL
Plan-MB-10958 | 25mmx3mm copper tape | MR | 630 | 2.307 | 1453.41 | DIVISION 16 - ELECTRICAL
Plan-MB-10959 | 1Cx70mm2 copper in conduit | MR | 160 | 6.151 | 984.16 | DIVISION 16 - ELECTRICAL
Plan-MB-10960 | Earth pit with electrode rods | No | 8 | 44.598 | 356.784 | DIVISION 16 - ELECTRICAL
DIVISION 16 - ELECTRICAL
DIVISION 16 - ELECTRICAL
DIVISION 16 - ELECTRICAL
DIVISION 16 - ELECTRICAL
DIVISION 16 - ELECTRICAL
DIVISION 16 - ELECTRICAL
DIVISION 16 - ELECTRICAL
DIVISION 16 - ELECTRICAL
DIVISION 16 - ELECTRICAL
DIVISION 16 - ELECTRICAL
DIVISION 16 - ELECTRICAL
DIVISION 16 - ELECTRICAL
DIVISION 16 - ELECTRICAL
DIVISION 16 - ELECTRICAL
DIVISION 16 - ELECTRICAL
DIVISION 16 - ELECTRICAL
DIVISION 16 - ELECTRICAL
[5 empty] | 53020.86 | DIVISION 16 - ELECTRICAL
| DIVISION 16 - ELECTRICAL |  |  |  |  | DIVISION 16 - ELECTRICAL
| SECTION 16710 - TELECOMMUNICATION |  |  |  |  | DIVISION 16 - ELECTRICAL
| Supply, install, connect, test and commission |  |  |  |  | DIVISION 16 - ELECTRICAL
| the following telephone distribution boxes, |  |  |  |  | DIVISION 16 - ELECTRICAL
| data/tel. network cabinet, including all |  |  |  |  | DIVISION 16 - ELECTRICAL
| necessary pipes, telephone cables, trunking |  |  |  |  | DIVISION 16 - ELECTRICAL
| cable tray, draw boxes, terminal boxes, |  |  |  |  | DIVISION 16 - ELECTRICAL
| draw wires, covers, accessories, termination |  |  |  |  | DIVISION 16 - ELECTRICAL
| cables, etc., as per drawings KOC latest |  |  |  |  | DIVISION 16 - ELECTRICAL
| regulations, specifications, requirements |  |  |  |  | DIVISION 16 - ELECTRICAL
| and to the satisfaction of the Superintendent. |  |  |  |  | DIVISION 16 - ELECTRICAL
| 42U H, 800mm (W) x 1000mm (D) Floor mount |  |  |  |  | DIVISION 16 - ELECTRICAL
| telecommunication patch panel cabinet complete |  |  |  |  | DIVISION 16 - ELECTRICAL
| with all necessary Itelligent patch panel, Non- |  |  |  |  | DIVISION 16 - ELECTRICAL
| intelligent Patch Panel copper, Fiber Patch Panel, |  |  |  |  | DIVISION 16 - ELECTRICAL
| patch cords copper and Fiber, terminal, etc., as per |  |  |  |  | DIVISION 16 - ELECTRICAL
Plan-MB-10961 | drawing and specifications and all necessary accessories | No | 29 | 2460.576 | 71356.704 | DIVISION 16 - ELECTRICAL
| Fiber Optic cable 24 core SM between MDR |  |  |  |  | DIVISION 16 - ELECTRICAL
Plan-MB-10962 | backup MDR and SDR in each floor on cable tray | MR | 2060 | 2.307 | 4752.42 | DIVISION 16 - ELECTRICAL
| Fiber optic cable 48 core SM between MDR, |  |  |  |  | DIVISION 16 - ELECTRICAL
Plan-MB-10963 | backup MDR | MR | 180 | 4.614 | 830.52 | DIVISION 16 - ELECTRICAL
| CAT 5,200 pair copper cable between MDR |  |  |  |  | DIVISION 16 - ELECTRICAL
Plan-MB-10964 | and SDR in each floor on cable tray. | MR | 1065 | 7.689 | 8188.785 | DIVISION 16 - ELECTRICAL
| Krone Telephone MDF for MDR, backup MDR and SDR in each |  |  |  |  | DIVISION 16 - ELECTRICAL
| floor shall be fully equipped with Krone Disconnection Modules, |  |  |  |  | DIVISION 16 - ELECTRICAL
| back mount frames, back mount adaptors, label holders, dust |  |  |  |  | DIVISION 16 - ELECTRICAL
| covers, Surge arrestors and all other accessories required to |  |  |  |  | DIVISION 16 - ELECTRICAL
Plan-MB-10965 | complete the termination of cables as per the specifications. | Item | LS | 3460.185 | 3460.185 | DIVISION 16 - ELECTRICAL
DIVISION 16 - ELECTRICAL
DIVISION 16 - ELECTRICAL
DIVISION 16 - ELECTRICAL
DIVISION 16 - ELECTRICAL
DIVISION 16 - ELECTRICAL
DIVISION 16 - ELECTRICAL
DIVISION 16 - ELECTRICAL
DIVISION 16 - ELECTRICAL
DIVISION 16 - ELECTRICAL
DIVISION 16 - ELECTRICAL
DIVISION 16 - ELECTRICAL
[5 empty] | 88588.614 | DIVISION 16 - ELECTRICAL
| DIVISION 16 - ELECTRICAL |  |  |  |  | DIVISION 16 - ELECTRICAL
| SECTION 16710 - TELECOMMUNICATION |  |  |  |  | DIVISION 16 - ELECTRICAL
Plan-MB-10966 | Cable tray 40cm wide, made of galvanized steel | MR | 60 | 11.534 | 692.04 | DIVISION 16 - ELECTRICAL
Plan-MB-10967 | 30x30x15cm G.S. draw box | No | 5 | 10.765 | 53.825 | DIVISION 16 - ELECTRICAL
Plan-MB-10968 | 45x45x15cm G.S draw box | No | 7 | 13.841 | 96.887 | DIVISION 16 - ELECTRICAL
Plan-MB-10969 | 100x100mm G.S. trunking | MR | 1502 | 15.379 | 23099.258 | DIVISION 16 - ELECTRICAL
| SECTION 16715 - VOICE AND DATA CABLING |  |  |  |  | DIVISION 16 - ELECTRICAL
| CAT6A data cabling from patch panel cabinet |  |  |  |  | DIVISION 16 - ELECTRICAL
| to twin RJ45 wall mounted / above false ceiling |  |  |  |  | DIVISION 16 - ELECTRICAL
| mounted sockets for Data / Voice, IP TV, Wireless |  |  |  |  | DIVISION 16 - ELECTRICAL
| Access Points, IP Clock, etc., in trunking / 25mm GI |  |  |  |  | DIVISION 16 - ELECTRICAL
Plan-MB-10970 | light gage conduit as per drawing with following items: | No | 1227 | 26.913 | 33022.251 | DIVISION 16 - ELECTRICAL
| -Category 6A LSZH 23 AWG 4 Pair UTP cable (2 No's) |  |  |  |  | DIVISION 16 - ELECTRICAL
| - Category 6A Twin jack with shutter mount |  |  |  |  | DIVISION 16 - ELECTRICAL
| - Cable laying, faceplate and patch panel |  |  |  |  | DIVISION 16 - ELECTRICAL
| termination testing and labelling |  |  |  |  | DIVISION 16 - ELECTRICAL
| CAT6A data cabling from Patch panel cabinet to twin |  |  |  |  | DIVISION 16 - ELECTRICAL
| RJ45 under floor mounted sockets for Data / voice services |  |  |  |  | DIVISION 16 - ELECTRICAL
Plan-MB-10971 | as per drawing with following items: | No | 412 | 34.602 | 14256.024 | DIVISION 16 - ELECTRICAL
| -Category 6A LSZH 23 AWG 4 Pair UTP cable (2 No's) |  |  |  |  | DIVISION 16 - ELECTRICAL
| - Category 6A Twin Jack with Shutter mount |  |  |  |  | DIVISION 16 - ELECTRICAL
| - Cable laying, faceplate and patch panel |  |  |  |  | DIVISION 16 - ELECTRICAL
| termination testing and labelling |  |  |  |  | DIVISION 16 - ELECTRICAL
| 6 KVA UPS with cabinet and all accessories as per |  |  |  |  | DIVISION 16 - ELECTRICAL
Plan-MB-10972 | technical specification and requirements for SDR at Basement. | No | 1 | 922.716 | 922.716 | DIVISION 16 - ELECTRICAL
| 10 KVA UPS with cabinet and all accessories as per |  |  |  |  | DIVISION 16 - ELECTRICAL
| technical specification and requirements for MDR, |  |  |  |  | DIVISION 16 - ELECTRICAL
Plan-MB-10973 | back-up MDR, SDR at Ground, 1st and 2nd floor (Zone 1). | No | 7 | 845.823 | 5920.761 | DIVISION 16 - ELECTRICAL
| 15 KVA UPS with cabinet and all accessories as per |  |  |  |  | DIVISION 16 - ELECTRICAL
| technical specification and requirements for SDR at |  |  |  |  | DIVISION 16 - ELECTRICAL
Plan-MB-10974 | 2nd floor (Zone 2). | No | 1 | 1537.86 | 1537.86 | DIVISION 16 - ELECTRICAL
DIVISION 16 - ELECTRICAL
DIVISION 16 - ELECTRICAL
DIVISION 16 - ELECTRICAL
DIVISION 16 - ELECTRICAL
DIVISION 16 - ELECTRICAL
DIVISION 16 - ELECTRICAL
DIVISION 16 - ELECTRICAL
DIVISION 16 - ELECTRICAL
[5 empty] | 79601.622 | DIVISION 16 - ELECTRICAL
| DIVISION 16 - ELECTRICAL |  |  |  |  | DIVISION 16 - ELECTRICAL
| ACTIVE COMPONENT |  |  |  |  | DIVISION 16 - ELECTRICAL
| Supply, install, connect, test and commission |  |  |  |  | DIVISION 16 - ELECTRICAL
| the Active Components including cabling |  |  |  |  | DIVISION 16 - ELECTRICAL
| and necessary accessories, etc., as per |  |  |  |  | DIVISION 16 - ELECTRICAL
| drawings, KOC latest regulations, specifications |  |  |  |  | DIVISION 16 - ELECTRICAL
| requirements and to the approval of the Superintendent. |  |  |  |  | DIVISION 16 - ELECTRICAL
Plan-MB-10975 | Modular coreswitch | No | 2 | 15532.386 | 31064.772 | DIVISION 16 - ELECTRICAL
Plan-MB-10976 | Modular Edge Switches - Basement | No | 1 | 13840.74 | 13840.74 | DIVISION 16 - ELECTRICAL
Plan-MB-10977 | Modular Edge Switches - Ground Floor | No | 4 | 8458.23 | 33832.92 | DIVISION 16 - ELECTRICAL
Plan-MB-10978 | Modular Edge Switches - First Floor | No | 4 | 8035.319 | 32141.276 | DIVISION 16 - ELECTRICAL
Plan-MB-10979 | Modular Edge Switches - Second Floor | No | 5 | 861.202 | 4306.01 | DIVISION 16 - ELECTRICAL
Plan-MB-10980 | Wireless LAN Access Points | Item | LS | 3844.65 | 3844.65 | DIVISION 16 - ELECTRICAL
Plan-MB-10981 | Wireless Control System | No | 2 | 2552.848 | 5105.696 | DIVISION 16 - ELECTRICAL
Plan-MB-10982 | Service Level Agreement - 1 Year | Item | LS | 3844.65 | 3844.65 | DIVISION 16 - ELECTRICAL
Plan-MB-10983 | Training | Item | LS | 2691.255 | 2691.255 | DIVISION 16 - ELECTRICAL
Plan-MB-10984 | Interface with BMS | Item | LS | 2306.79 | 2306.79 | DIVISION 16 - ELECTRICAL
| SIP Telephones & License |  |  |  |  | DIVISION 16 - ELECTRICAL
Plan-MB-10985 | Executive Video SIP Telephones | No | 25 | 176.854 | 4421.35 | DIVISION 16 - ELECTRICAL
Plan-MB-10986 | Executive SIP Telephones | No | 130 | 153.786 | 19992.18 | DIVISION 16 - ELECTRICAL
Plan-MB-10987 | SIP Phones | No | 350 | 92.272 | 32295.2 | DIVISION 16 - ELECTRICAL
Plan-MB-10988 | Conference SIP Telephones | No | 15 | 222.99 | 3344.85 | DIVISION 16 - ELECTRICAL
Plan-MB-10989 | Wireless SIP Phones | No | 20 | 153.786 | 3075.72 | DIVISION 16 - ELECTRICAL
Plan-MB-10990 | SIP Users License | No | 540 | 30.757 | 16608.78 | DIVISION 16 - ELECTRICAL
Plan-MB-10991 | Analog lines | No | 30 | 1753.16 | 52594.8 | DIVISION 16 - ELECTRICAL
Plan-MB-10992 | Unified Messaging for Voicemail License | No | 300 | 15.379 | 4613.7 | DIVISION 16 - ELECTRICAL
Plan-MB-10993 | Unified Messaging for E-Fax License | No | 250 | 9.996 | 2499 | DIVISION 16 - ELECTRICAL
Plan-MB-10994 | Expansion Key Modules | No | 20 | 125.336 | 2506.72 | DIVISION 16 - ELECTRICAL
Plan-MB-10995 | Fax Machines | No | 13 | 307.572 | 3998.436 | DIVISION 16 - ELECTRICAL
Plan-MB-10996 | 25% Spare SIP telephone from each type and SIP user's license | Item | LS | 3844.65 | 3844.65 | DIVISION 16 - ELECTRICAL
DIVISION 16 - ELECTRICAL
DIVISION 16 - ELECTRICAL
DIVISION 16 - ELECTRICAL
DIVISION 16 - ELECTRICAL
DIVISION 16 - ELECTRICAL
DIVISION 16 - ELECTRICAL
DIVISION 16 - ELECTRICAL
DIVISION 16 - ELECTRICAL
DIVISION 16 - ELECTRICAL
[5 empty] | 282774.145 | DIVISION 16 - ELECTRICAL
| DIVISION 16 - ELECTRICAL |  |  |  |  | DIVISION 16 - ELECTRICAL
| SECTION 16721 - FIRE ALARM SYSTEM |  |  |  |  | DIVISION 16 - ELECTRICAL
| Supply, install, connect, test & commissioning |  |  |  |  | DIVISION 16 - ELECTRICAL
| the microprocessor based addressable fire |  |  |  |  | DIVISION 16 - ELECTRICAL
| alarm system with all necessary interfaces to |  |  |  |  | DIVISION 16 - ELECTRICAL
| the elevators, mechanical controls including |  |  |  |  | DIVISION 16 - ELECTRICAL
| all necessary G.I. conduit, wires, boxes, |  |  |  |  | DIVISION 16 - ELECTRICAL
| associated cable, accessories, fire alarm |  |  |  |  | DIVISION 16 - ELECTRICAL
| devices, equipment etc., as required to |  |  |  |  | DIVISION 16 - ELECTRICAL
| make the syatem complete in all respects |  |  |  |  | DIVISION 16 - ELECTRICAL
| and as per drawings, specifications KOC |  |  |  |  | DIVISION 16 - ELECTRICAL
| latest requirements and regulations and to |  |  |  |  | DIVISION 16 - ELECTRICAL
| the approval of the Superintendent. |  |  |  |  | DIVISION 16 - ELECTRICAL
Plan-MB-10997 | General addressable alarm gong bell "8" dia weatherproof | No | 8 | 41.154 | 329.232 | DIVISION 16 - ELECTRICAL
Plan-MB-10998 | Addressable optical smoke detection | No | 1445 | 27.075 | 39123.375 | DIVISION 16 - ELECTRICAL
Plan-MB-10999 | Addressable 6" bell (IP20) | No | 76 | 30.324 | 2304.624 | DIVISION 16 - ELECTRICAL
Plan-MB-11000 | Addressable 6" bell, weatherproof (IP54 or better) | No | 12 | 41.154 | 493.848 | DIVISION 16 - ELECTRICAL
Plan-MB-11001 | Addressable manual call point (IP20) | No | 108 | 20.577 | 2222.316 | DIVISION 16 - ELECTRICAL
| Addressable manual call point |  |  |  |  | DIVISION 16 - ELECTRICAL
Plan-MB-11002 | weatherproof (IP54 or better) | No | 8 | 37.905 | 303.24 | DIVISION 16 - ELECTRICAL
Plan-MB-11003 | Addressable heat detector | No | 15 | 24.909 | 373.635 | DIVISION 16 - ELECTRICAL
Plan-MB-11004 | Addressable Hydro Carbon Detector | No | 1 | 27.075 | 27.075 | DIVISION 16 - ELECTRICAL
Plan-MB-11005 | Visual addressable alarm | No | 20 | 25.375 | 507.5 | DIVISION 16 - ELECTRICAL
Plan-MB-11006 | Addressable Beam detector | No | 14 | 205.77 | 2880.78 | DIVISION 16 - ELECTRICAL
Plan-MB-11007 | Addressable hydrogen sulfide detector | No | 1 | 270.75 | 270.75 | DIVISION 16 - ELECTRICAL
DIVISION 16 - ELECTRICAL
DIVISION 16 - ELECTRICAL
DIVISION 16 - ELECTRICAL
DIVISION 16 - ELECTRICAL
DIVISION 16 - ELECTRICAL
DIVISION 16 - ELECTRICAL
DIVISION 16 - ELECTRICAL
DIVISION 16 - ELECTRICAL
DIVISION 16 - ELECTRICAL
DIVISION 16 - ELECTRICAL
DIVISION 16 - ELECTRICAL
DIVISION 16 - ELECTRICAL
DIVISION 16 - ELECTRICAL
DIVISION 16 - ELECTRICAL
[5 empty] | 48836.375 | DIVISION 16 - ELECTRICAL
| DIVISION 16 - ELECTRICAL |  |  |  |  | DIVISION 16 - ELECTRICAL
| SECTION 16721 - FIRE ALARM SYSTEM |  |  |  |  | DIVISION 16 - ELECTRICAL
Plan-MB-11008 | Door Monitor | No | 46 | 15.379 | 707.434 | DIVISION 16 - ELECTRICAL
Plan-MB-11009 | 30x30x7.5cm draw box | No | 1 | 30.757 | 30.757 | DIVISION 16 - ELECTRICAL
Plan-MB-11010 | Interface unit for smoke damper | No | 32 | 16.916 | 541.312 | DIVISION 16 - ELECTRICAL
Plan-MB-11011 | Door contact (For electrical door to be open in case of fire) | No | 11 | 25.375 | 279.125 | DIVISION 16 - ELECTRICAL
| Addressable fire alarm control panel |  |  |  |  | DIVISION 16 - ELECTRICAL
| complete with battery charger, printer as |  |  |  |  | DIVISION 16 - ELECTRICAL
Plan-MB-11012 | per drawing and specification | No | 2 | 1999.218 | 3998.436 | DIVISION 16 - ELECTRICAL
| Wiring in G.I. conduit from FACP |  |  |  |  | DIVISION 16 - ELECTRICAL
| to all AHU, FCU's, speakers, fire fighters |  |  |  |  | DIVISION 16 - ELECTRICAL
| telephone jack and sets dampers, motorized |  |  |  |  | DIVISION 16 - ELECTRICAL
| dampers, smoke fan, exhaust fans; F.A. |  |  |  |  | DIVISION 16 - ELECTRICAL
| fans; presurization, fans, elevators, flow |  |  |  |  | DIVISION 16 - ELECTRICAL
| switches, automatic doors. BAS in building |  |  |  |  | DIVISION 16 - ELECTRICAL
| management from P.A. system along with |  |  |  |  | DIVISION 16 - ELECTRICAL
| interface unit and all necessary requirements |  |  |  |  | DIVISION 16 - ELECTRICAL
| as per drawing and specification. |  |  |  |  | DIVISION 16 - ELECTRICAL
Plan-MB-11013 | (Refer to Schematic drawing # 910-FA-100-06) | Item | LS | 2306.79 | 2306.79 | DIVISION 16 - ELECTRICAL
| Auto Dialer for fire communication located |  |  |  |  | DIVISION 16 - ELECTRICAL
Plan-MB-11014 | at control room | No | 1 | 107.65 | 107.65 | DIVISION 16 - ELECTRICAL
| Interface to P.A. System as per specification 16721, |  |  |  |  | DIVISION 16 - ELECTRICAL
Plan-MB-11015 | item 1.06 J and 2.01 B | No | 1 | 230.679 | 230.679 | DIVISION 16 - ELECTRICAL
Plan-MB-11016 | Interface to BMS as per specification 16721, item 2.01.A.8 | No | 1 | 2460.576 | 2460.576 | DIVISION 16 - ELECTRICAL
DIVISION 16 - ELECTRICAL
DIVISION 16 - ELECTRICAL
DIVISION 16 - ELECTRICAL
DIVISION 16 - ELECTRICAL
DIVISION 16 - ELECTRICAL
DIVISION 16 - ELECTRICAL
DIVISION 16 - ELECTRICAL
DIVISION 16 - ELECTRICAL
DIVISION 16 - ELECTRICAL
DIVISION 16 - ELECTRICAL
DIVISION 16 - ELECTRICAL
DIVISION 16 - ELECTRICAL
DIVISION 16 - ELECTRICAL
DIVISION 16 - ELECTRICAL
DIVISION 16 - ELECTRICAL
[5 empty] | 10662.759 | DIVISION 16 - ELECTRICAL
| DIVISION 16 - ELECTRICAL |  |  |  |  | DIVISION 16 - ELECTRICAL
| SECTION 16725 - INTEGRATED SECURITY |  |  |  |  | DIVISION 16 - ELECTRICAL
| MANAGEMENT SYSTEM |  |  |  |  | DIVISION 16 - ELECTRICAL
| Supply, install, connect, test and commossion |  |  |  |  | DIVISION 16 - ELECTRICAL
| Integrated Security System Network as per |  |  |  |  | DIVISION 16 - ELECTRICAL
| the drawings and specifications including |  |  |  |  | DIVISION 16 - ELECTRICAL
| all necessary equipment, accessories, |  |  |  |  | DIVISION 16 - ELECTRICAL
| parts and service needed to provide with |  |  |  |  | DIVISION 16 - ELECTRICAL
| state of the art network solution that is fully |  |  |  |  | DIVISION 16 - ELECTRICAL
| functioning |  |  |  |  | DIVISION 16 - ELECTRICAL
Plan-MB-11017 | Analog fixed Indoor Color Camera | No | 25 | 253.747 | 6343.675 | DIVISION 16 - ELECTRICAL
Plan-MB-11018 | Analog PTZ Indoor Dome Color Camera | No | 25 | 538.251 | 13456.275 | DIVISION 16 - ELECTRICAL
| Analog PTZ Day/Night Outdoor Dome Color Camera with |  |  |  |  | DIVISION 16 - ELECTRICAL
Plan-MB-11019 | housing | No | 5 | 922.716 | 4613.58 | DIVISION 16 - ELECTRICAL
| Analog fixed Day/Night Outdoor Color Camera with |  |  |  |  | DIVISION 16 - ELECTRICAL
Plan-MB-11020 | housing | No | 8 | 307.572 | 2460.576 | DIVISION 16 - ELECTRICAL
Plan-MB-11021 | Joystick keyboard | No | 5 | 334.485 | 1672.425 | DIVISION 16 - ELECTRICAL
Plan-MB-11022 | Digital video recorder 16 channel input | No | 11 | 922.716 | 10149.876 | DIVISION 16 - ELECTRICAL
Plan-MB-11023 | Fiber Optic Video Transmission & receiver | Item | 1 | 96.116 | 96.116 | DIVISION 16 - ELECTRICAL
| Software platform for video management |  |  |  |  | DIVISION 16 - ELECTRICAL
Plan-MB-11024 | and video recording | No | 1 | 180.699 | 180.699 | DIVISION 16 - ELECTRICAL
| Operator workstation with keyboard, mouse |  |  |  |  | DIVISION 16 - ELECTRICAL
Plan-MB-11025 | and 52" LCD screen | No | 3 | 630.523 | 1891.569 | DIVISION 16 - ELECTRICAL
| Operator workstation with keyboard, mouse |  |  |  |  | DIVISION 16 - ELECTRICAL
Plan-MB-11026 | and 19" LCD screen | No | 6 | 192.233 | 1153.398 | DIVISION 16 - ELECTRICAL
| Access control panel with power supply |  |  |  |  | DIVISION 16 - ELECTRICAL
Plan-MB-11027 | and battery | Item | 1 | 96.116 | 96.116 | DIVISION 16 - ELECTRICAL
Plan-MB-11028 | Proximity card reader | No | 20 | 23.068 | 461.36 | DIVISION 16 - ELECTRICAL
DIVISION 16 - ELECTRICAL
DIVISION 16 - ELECTRICAL
DIVISION 16 - ELECTRICAL
DIVISION 16 - ELECTRICAL
DIVISION 16 - ELECTRICAL
DIVISION 16 - ELECTRICAL
DIVISION 16 - ELECTRICAL
DIVISION 16 - ELECTRICAL
DIVISION 16 - ELECTRICAL
DIVISION 16 - ELECTRICAL
DIVISION 16 - ELECTRICAL
[5 empty] | 42575.665 | DIVISION 16 - ELECTRICAL
| DIVISION 16 - ELECTRICAL |  |  |  |  | DIVISION 16 - ELECTRICAL
| SECTION 16725 - INTEGRATED SECURITY |  |  |  |  | DIVISION 16 - ELECTRICAL
| MANAGEMENT SYSTEM |  |  |  |  | DIVISION 16 - ELECTRICAL
Plan-MB-11029 | Electromagnetic door lock | No | 12 | 46.136 | 553.632 | DIVISION 16 - ELECTRICAL
Plan-MB-11030 | Magnetic door contact | No | 17 | 3.845 | 65.365 | DIVISION 16 - ELECTRICAL
Plan-MB-11031 | Emergency exit button | No | 12 | 7.689 | 92.268 | DIVISION 16 - ELECTRICAL
| Integrated access control & alarm management |  |  |  |  | DIVISION 16 - ELECTRICAL
Plan-MB-11032 | server/software | Item | 1 | 653.591 | 653.591 | DIVISION 16 - ELECTRICAL
Plan-MB-11033 | Proximity cards | No | 1000 | 3.845 | 3845 | DIVISION 16 - ELECTRICAL
Plan-MB-11034 | Security rack and console | Item | 1 | 1537.86 | 1537.86 | DIVISION 16 - ELECTRICAL
| Wiring, installation and commissioning |  |  |  |  | DIVISION 16 - ELECTRICAL
Plan-MB-11035 | (Refer to drawing # 910-CS-100-05/06) | Item | LS | 2306.79 | 2306.79 | DIVISION 16 - ELECTRICAL
DIVISION 16 - ELECTRICAL
DIVISION 16 - ELECTRICAL
DIVISION 16 - ELECTRICAL
DIVISION 16 - ELECTRICAL
DIVISION 16 - ELECTRICAL
DIVISION 16 - ELECTRICAL
DIVISION 16 - ELECTRICAL
DIVISION 16 - ELECTRICAL
DIVISION 16 - ELECTRICAL
DIVISION 16 - ELECTRICAL
DIVISION 16 - ELECTRICAL
DIVISION 16 - ELECTRICAL
DIVISION 16 - ELECTRICAL
DIVISION 16 - ELECTRICAL
DIVISION 16 - ELECTRICAL
DIVISION 16 - ELECTRICAL
DIVISION 16 - ELECTRICAL
DIVISION 16 - ELECTRICAL
DIVISION 16 - ELECTRICAL
DIVISION 16 - ELECTRICAL
DIVISION 16 - ELECTRICAL
DIVISION 16 - ELECTRICAL
DIVISION 16 - ELECTRICAL
DIVISION 16 - ELECTRICAL
DIVISION 16 - ELECTRICAL
DIVISION 16 - ELECTRICAL
DIVISION 16 - ELECTRICAL
[5 empty] | 9054.506 | DIVISION 16 - ELECTRICAL
| DIVISION 16 - ELECTRICAL |  |  |  |  | DIVISION 16 - ELECTRICAL
| SECTION 16850 - IP TV & SATELLITE SYSTEM |  |  |  |  | DIVISION 16 - ELECTRICAL
| Supply, install, connect, test, commission all IPTV sytem |  |  |  |  | DIVISION 16 - ELECTRICAL
| network complete with all necesarry equipments, |  |  |  |  | DIVISION 16 - ELECTRICAL
| conduits, boxes, cable tray, trunking, wires, etc., |  |  |  |  | DIVISION 16 - ELECTRICAL
| connection to the telecommunication network as per |  |  |  |  | DIVISION 16 - ELECTRICAL
| drawing and manufacturer requiremnets of the system |  |  |  |  | DIVISION 16 - ELECTRICAL
| and as per specifications and to the approval of the |  |  |  |  | DIVISION 16 - ELECTRICAL
| Engineer. |  |  |  |  | DIVISION 16 - ELECTRICAL
| IPTV SATELLITE HEADEND |  |  |  |  | DIVISION 16 - ELECTRICAL
Plan-MB-11036 | Dish antenna for arabsat, nilesat and hotbird | No | 3 | 299.883 | 899.649 | DIVISION 16 - ELECTRICAL
Plan-MB-11037 | Quattro LNB | No | 3 | 153.786 | 461.358 | DIVISION 16 - ELECTRICAL
| IP Streamers Satellite Channels ( to support 12 transponders |  |  |  |  | DIVISION 16 - ELECTRICAL
Plan-MB-11038 | for FTA & 10 pay channels) | Item | 1 | 5051.87 | 5051.87 | DIVISION 16 - ELECTRICAL
Plan-MB-11039 | VOD Server hardware and software | Item | 1 | 1484.035 | 1484.035 | DIVISION 16 - ELECTRICAL
Plan-MB-11040 | Encoder for 6 terrestrial channels | Item | 1 | 1076.502 | 1076.502 | DIVISION 16 - ELECTRICAL
Plan-MB-11041 | IP TV Admin and Middleware Server with Software | Item | 1 | 3052.652 | 3052.652 | DIVISION 16 - ELECTRICAL
Plan-MB-11042 | Set top box complete with remote control | No | 20 | 99.961 | 1999.22 | DIVISION 16 - ELECTRICAL
Plan-MB-11043 | Software license for each set top box | No | 20 | 207.611 | 4152.22 | DIVISION 16 - ELECTRICAL
| Rack, ups and switch layer 3 only for equipment of IP |  |  |  |  | DIVISION 16 - ELECTRICAL
Plan-MB-11044 | TV head end | Item | 1 | 1545.549 | 1545.549 | DIVISION 16 - ELECTRICAL
Plan-MB-11045 | Patch panel 24 port | No | 1 | 2883.488 | 2883.488 | DIVISION 16 - ELECTRICAL
Plan-MB-11046 | System rack | No | 1 | 1284.113 | 1284.113 | DIVISION 16 - ELECTRICAL
Plan-MB-11047 | Connecting patch cord | Item | 1 | 199.922 | 199.922 | DIVISION 16 - ELECTRICAL
Plan-MB-11048 | Connecting RG-11 to dish | Item | 1 | 269.126 | 269.126 | DIVISION 16 - ELECTRICAL
Plan-MB-11049 | 6 Core fiber 50/125mm OM3 fiber optic cable | Mts | 90 | 161.475 | 14532.75 | DIVISION 16 - ELECTRICAL
Plan-MB-11050 | Accessories | Item | 1 | 994.995 | 994.995 | DIVISION 16 - ELECTRICAL
Plan-MB-11051 | Installation, testing and commissioning | Item | 1 | 1191.842 | 1191.842 | DIVISION 16 - ELECTRICAL
Plan-MB-11052 | 30cm wide cable tray with sun shade | Mts | 85 | 42.291 | 3594.735 | DIVISION 16 - ELECTRICAL
DIVISION 16 - ELECTRICAL
DIVISION 16 - ELECTRICAL
DIVISION 16 - ELECTRICAL
DIVISION 16 - ELECTRICAL
DIVISION 16 - ELECTRICAL
DIVISION 16 - ELECTRICAL
DIVISION 16 - ELECTRICAL
DIVISION 16 - ELECTRICAL
DIVISION 16 - ELECTRICAL
DIVISION 16 - ELECTRICAL
[5 empty] | 44674.026 | DIVISION 16 - ELECTRICAL
| DIVISION 16 - ELECTRICAL |  |  |  |  | DIVISION 16 - ELECTRICAL
| SECTION 16750 - IP MASTER CLOCK SYSTEM |  |  |  |  | DIVISION 16 - ELECTRICAL
| Supply, install, connect, test, commission |  |  |  |  | DIVISION 16 - ELECTRICAL
| IP Master Clock System Network as per the |  |  |  |  | DIVISION 16 - ELECTRICAL
| drawings and specifications including all |  |  |  |  | DIVISION 16 - ELECTRICAL
| necessary equipment, accessories, parts |  |  |  |  | DIVISION 16 - ELECTRICAL
| and services needed to provide with state |  |  |  |  | DIVISION 16 - ELECTRICAL
| of the art network solution that is fully |  |  |  |  | DIVISION 16 - ELECTRICAL
| functioning. |  |  |  |  | DIVISION 16 - ELECTRICAL
| GPS satellite radio time signal receiver |  |  |  |  | DIVISION 16 - ELECTRICAL
Plan-MB-11053 | with DCF time code output (UTC) | Item | 1 | 105.343 | 105.343 | DIVISION 16 - ELECTRICAL
Plan-MB-11054 | IP Master Clock Server with software | Item | 1 | 1484.804 | 1484.804 | DIVISION 16 - ELECTRICAL
Plan-MB-11055 | IP Digital Clock LED Display, double face | No | 20 | 246.058 | 4921.16 | DIVISION 16 - ELECTRICAL
| Wiring, installation and commissioning |  |  |  |  | DIVISION 16 - ELECTRICAL
Plan-MB-11056 | (Refer to drawing # 910-T-100-06) | Item | LS | 999.609 | 999.609 | DIVISION 16 - ELECTRICAL
| SECTION 16821 - PUBLIC ADDRESS SYSTEM |  |  |  |  | DIVISION 16 - ELECTRICAL
| MAIN PA SYSTEM |  |  |  |  | DIVISION 16 - ELECTRICAL
| Supply, install, test and commission a complete |  |  |  |  | DIVISION 16 - ELECTRICAL
| Public Address System as follows: |  |  |  |  | DIVISION 16 - ELECTRICAL
Plan-MB-11057 | System Manager | No | 1 | 1309.488 | 1309.488 | DIVISION 16 - ELECTRICAL
Plan-MB-11058 | Audio I/P Unit | No | 1 | 1609.37 | 1609.37 | DIVISION 16 - ELECTRICAL
Plan-MB-11059 | Audio O/P Unit | No | 2 | 1891.568 | 3783.136 | DIVISION 16 - ELECTRICAL
Plan-MB-11060 | Zone Paging Microphone | No | 2 | 715.105 | 1430.21 | DIVISION 16 - ELECTRICAL
Plan-MB-11061 | CD Player | No | 1 | 135.332 | 135.332 | DIVISION 16 - ELECTRICAL
Plan-MB-11062 | AM/FM Tuner | No | 1 | 176.854 | 176.854 | DIVISION 16 - ELECTRICAL
DIVISION 16 - ELECTRICAL
DIVISION 16 - ELECTRICAL
DIVISION 16 - ELECTRICAL
DIVISION 16 - ELECTRICAL
DIVISION 16 - ELECTRICAL
DIVISION 16 - ELECTRICAL
DIVISION 16 - ELECTRICAL
DIVISION 16 - ELECTRICAL
DIVISION 16 - ELECTRICAL
DIVISION 16 - ELECTRICAL
DIVISION 16 - ELECTRICAL
DIVISION 16 - ELECTRICAL
DIVISION 16 - ELECTRICAL
DIVISION 16 - ELECTRICAL
[5 empty] | 15955.306 | DIVISION 16 - ELECTRICAL
| DIVISION 16 - ELECTRICAL |  |  |  |  | DIVISION 16 - ELECTRICAL
| SECTION 16821 - PUBLIC ADDRESS SYSTEM |  |  |  |  | DIVISION 16 - ELECTRICAL
Plan-MB-11063 | Ceiling mount speaker | No | 225 | 30.757 | 6920.325 | DIVISION 16 - ELECTRICAL
Plan-MB-11064 | Projector Horn Speaker | No | 1 | 1759.312 | 1759.312 | DIVISION 16 - ELECTRICAL
Plan-MB-11065 | Digital Automatic Voice Announcer | No | 1 | 649.746 | 649.746 | DIVISION 16 - ELECTRICAL
Plan-MB-11066 | 4 CH power amplifier | No | 4 | 609.761 | 2439.044 | DIVISION 16 - ELECTRICAL
Plan-MB-11067 | Volume control | No | 14 | 49.98 | 699.72 | DIVISION 16 - ELECTRICAL
Plan-MB-11068 | Hub switch | No | 1 | 125.336 | 125.336 | DIVISION 16 - ELECTRICAL
Plan-MB-11069 | Power supply for the system | No | 1 | 939.632 | 939.632 | DIVISION 16 - ELECTRICAL
Plan-MB-11070 | 19" Rack cabinet | No | 1 | 289.887 | 289.887 | DIVISION 16 - ELECTRICAL
| SHELTER AREA PA SYSTEM |  |  |  |  | DIVISION 16 - ELECTRICAL
| Supply, install, test and commission a complete |  |  |  |  | DIVISION 16 - ELECTRICAL
| Public Address System as follows: |  |  |  |  | DIVISION 16 - ELECTRICAL
Plan-MB-11071 | Mixer Amplifier | No | 1 | 189.926 | 189.926 | DIVISION 16 - ELECTRICAL
Plan-MB-11072 | Paging Microphone | No | 1 | 46.136 | 46.136 | DIVISION 16 - ELECTRICAL
Plan-MB-11073 | CD Player | No | 1 | 153.786 | 153.786 | DIVISION 16 - ELECTRICAL
Plan-MB-11074 | AM/FM Tuner | No | 1 | 192.233 | 192.233 | DIVISION 16 - ELECTRICAL
Plan-MB-11075 | Ceiling mount speaker | No | 6 | 42.291 | 253.746 | DIVISION 16 - ELECTRICAL
Plan-MB-11076 | 19" Rack cabinet | No | 1 | 307.572 | 307.572 | DIVISION 16 - ELECTRICAL
DIVISION 16 - ELECTRICAL
DIVISION 16 - ELECTRICAL
DIVISION 16 - ELECTRICAL
DIVISION 16 - ELECTRICAL
DIVISION 16 - ELECTRICAL
DIVISION 16 - ELECTRICAL
DIVISION 16 - ELECTRICAL
DIVISION 16 - ELECTRICAL
DIVISION 16 - ELECTRICAL
DIVISION 16 - ELECTRICAL
DIVISION 16 - ELECTRICAL
DIVISION 16 - ELECTRICAL
DIVISION 16 - ELECTRICAL
DIVISION 16 - ELECTRICAL
DIVISION 16 - ELECTRICAL
DIVISION 16 - ELECTRICAL
DIVISION 16 - ELECTRICAL
DIVISION 16 - ELECTRICAL
DIVISION 16 - ELECTRICAL
DIVISION 16 - ELECTRICAL
[5 empty] | 14966.401 | DIVISION 16 - ELECTRICAL
| DIVISION 16 - ELECTRICAL |  |  |  |  | DIVISION 16 - ELECTRICAL
| SECTION 16821 - PUBLIC ADDRESS SYSTEM |  |  |  |  | DIVISION 16 - ELECTRICAL
| HEALTH CLUB, CENTRAL LIBRARY AND |  |  |  |  | DIVISION 16 - ELECTRICAL
| SIMULATOR ROOM PA SYSTEM |  |  |  |  | DIVISION 16 - ELECTRICAL
| Supply, install, test and commission a complete |  |  |  |  | DIVISION 16 - ELECTRICAL
| Public Address System as follows: |  |  |  |  | DIVISION 16 - ELECTRICAL
Plan-MB-11077 | Mixer Amplifier | No | 3 | 189.926 | 569.778 | DIVISION 16 - ELECTRICAL
Plan-MB-11078 | Handheld W/L Microphone | No | 3 | 189.926 | 569.778 | DIVISION 16 - ELECTRICAL
Plan-MB-11079 | DVD Player | No | 3 | 192.233 | 576.699 | DIVISION 16 - ELECTRICAL
Plan-MB-11080 | AM/FM Tuner | No | 3 | 184.543 | 553.629 | DIVISION 16 - ELECTRICAL
Plan-MB-11081 | Wall mount speaker | No | 12 | 69.204 | 830.448 | DIVISION 16 - ELECTRICAL
Plan-MB-11082 | 19" Rack cabinet | No | 3 | 261.436 | 784.308 | DIVISION 16 - ELECTRICAL
| SECTION 16771 - AUDIO VISUAL SYSTEM |  |  |  |  | DIVISION 16 - ELECTRICAL
| AUDITORIUM AV SYSTEM |  |  |  |  | DIVISION 16 - ELECTRICAL
| Supply, install, test and commission a complete |  |  |  |  | DIVISION 16 - ELECTRICAL
| Audio Visual system as follows: |  |  |  |  | DIVISION 16 - ELECTRICAL
| Digital conference system for 102 delegates, |  |  |  |  | DIVISION 16 - ELECTRICAL
| one chairman, two interpreters complete |  |  |  |  | DIVISION 16 - ELECTRICAL
| with all central control unit including all power |  |  |  |  | DIVISION 16 - ELECTRICAL
| supplies, processors, softwares, 3 speed |  |  |  |  | DIVISION 16 - ELECTRICAL
Plan-MB-11083 | dome cameras and switcher. | No | 1 | 20761.11 | 20761.11 | DIVISION 16 - ELECTRICAL
Plan-MB-11084 | Video wall display | No | 1 | 69203.7 | 69203.7 | DIVISION 16 - ELECTRICAL
Plan-MB-11085 | Quad processor | No | 1 | 2652.809 | 2652.809 | DIVISION 16 - ELECTRICAL
Plan-MB-11086 | RGBHV Matrix 24x24 | No | 1 | 6535.905 | 6535.905 | DIVISION 16 - ELECTRICAL
DIVISION 16 - ELECTRICAL
DIVISION 16 - ELECTRICAL
DIVISION 16 - ELECTRICAL
DIVISION 16 - ELECTRICAL
DIVISION 16 - ELECTRICAL
DIVISION 16 - ELECTRICAL
DIVISION 16 - ELECTRICAL
DIVISION 16 - ELECTRICAL
DIVISION 16 - ELECTRICAL
DIVISION 16 - ELECTRICAL
DIVISION 16 - ELECTRICAL
DIVISION 16 - ELECTRICAL
DIVISION 16 - ELECTRICAL
DIVISION 16 - ELECTRICAL
DIVISION 16 - ELECTRICAL
[5 empty] | 103038.164 | DIVISION 16 - ELECTRICAL
| DIVISION 16 - ELECTRICAL |  |  |  |  | DIVISION 16 - ELECTRICAL
| SECTION 16771 - AUDIO VISUAL SYSTEM |  |  |  |  | DIVISION 16 - ELECTRICAL
| AUDITORIUM AV SYSTEM |  |  |  |  | DIVISION 16 - ELECTRICAL
Plan-MB-11087 | PC Interface in F.Box | No | 3 | 269.894 | 809.682 | DIVISION 16 - ELECTRICAL
Plan-MB-11088 | Smart Lectern Complete | No | 1 | 1969.23 | 1969.23 | DIVISION 16 - ELECTRICAL
Plan-MB-11089 | Blu-ray Player | No | 1 | 179.93 | 179.93 | DIVISION 16 - ELECTRICAL
Plan-MB-11090 | Preview Monitor | No | 3 | 869.66 | 2608.98 | DIVISION 16 - ELECTRICAL
Plan-MB-11091 | 40" Public Display | No | 3 | 1149.55 | 3448.65 | DIVISION 16 - ELECTRICAL
Plan-MB-11092 | Four inputs scalar | No | 1 | 679.734 | 679.734 | DIVISION 16 - ELECTRICAL
Plan-MB-11093 | Video Streamer Encoder/Decoder | No | 2 | 269.126 | 538.252 | DIVISION 16 - ELECTRICAL
Plan-MB-11094 | C.R. PC | No | 1 | 346.019 | 346.019 | DIVISION 16 - ELECTRICAL
Plan-MB-11095 | V.C. Codec | No | 1 | 3321.778 | 3321.778 | DIVISION 16 - ELECTRICAL
Plan-MB-11096 | HDD Recorder | No | 3 | 1119.562 | 3358.686 | DIVISION 16 - ELECTRICAL
Plan-MB-11097 | Power Amplifier (A) | No | 2 | 464.434 | 928.868 | DIVISION 16 - ELECTRICAL
Plan-MB-11098 | Power Amplifier (B) | No | 1 | 1019.601 | 1019.601 | DIVISION 16 - ELECTRICAL
Plan-MB-11099 | Line Array Speaker | No | 4 | 1022.677 | 4090.708 | DIVISION 16 - ELECTRICAL
Plan-MB-11100 | Bass Speaker | No | 2 | 422.912 | 845.824 | DIVISION 16 - ELECTRICAL
Plan-MB-11101 | Side Speaker | No | 2 | 1599.374 | 3198.748 | DIVISION 16 - ELECTRICAL
Plan-MB-11102 | Active Monitor Speaker on Stage | No | 2 | 376.776 | 753.552 | DIVISION 16 - ELECTRICAL
DIVISION 16 - ELECTRICAL
DIVISION 16 - ELECTRICAL
DIVISION 16 - ELECTRICAL
DIVISION 16 - ELECTRICAL
DIVISION 16 - ELECTRICAL
DIVISION 16 - ELECTRICAL
DIVISION 16 - ELECTRICAL
DIVISION 16 - ELECTRICAL
DIVISION 16 - ELECTRICAL
DIVISION 16 - ELECTRICAL
DIVISION 16 - ELECTRICAL
DIVISION 16 - ELECTRICAL
DIVISION 16 - ELECTRICAL
DIVISION 16 - ELECTRICAL
DIVISION 16 - ELECTRICAL
DIVISION 16 - ELECTRICAL
DIVISION 16 - ELECTRICAL
DIVISION 16 - ELECTRICAL
DIVISION 16 - ELECTRICAL
DIVISION 16 - ELECTRICAL
[5 empty] | 28098.242 | DIVISION 16 - ELECTRICAL
| DIVISION 16 - ELECTRICAL |  |  |  |  | DIVISION 16 - ELECTRICAL
| SECTION 16771 - AUDIO VISUAL SYSTEM |  |  |  |  | DIVISION 16 - ELECTRICAL
| AUDITORIUM AV SYSTEM |  |  |  |  | DIVISION 16 - ELECTRICAL
Plan-MB-11103 | C.R. Speakers | No | 2 | 339.867 | 679.734 | DIVISION 16 - ELECTRICAL
Plan-MB-11104 | Digital Controller | No | 1 | 399.844 | 399.844 | DIVISION 16 - ELECTRICAL
Plan-MB-11105 | DSP Audio Matrix 12x12 | No | 1 | 1176.463 | 1176.463 | DIVISION 16 - ELECTRICAL
Plan-MB-11106 | Digital Audio Mixer | No | 1 | 6886.537 | 6886.537 | DIVISION 16 - ELECTRICAL
Plan-MB-11107 | Handheld wireless mic with receiver | No | 2 | 376.776 | 753.552 | DIVISION 16 - ELECTRICAL
Plan-MB-11108 | Clip type wireless mic with receiver | No | 2 | 376.776 | 753.552 | DIVISION 16 - ELECTRICAL
Plan-MB-11109 | Wired mic with floor/table stand | No | 5 | 92.272 | 461.36 | DIVISION 16 - ELECTRICAL
Plan-MB-11110 | Feedback terminator | No | 1 | 315.261 | 315.261 | DIVISION 16 - ELECTRICAL
Plan-MB-11111 | CD Player | No | 1 | 192.233 | 192.233 | DIVISION 16 - ELECTRICAL
Plan-MB-11112 | FM Tuner with external antenna | No | 1 | 207.611 | 207.611 | DIVISION 16 - ELECTRICAL
Plan-MB-11113 | 9.0" W/L Touch panel with docking station | No | 1 | 2422.13 | 2422.13 | DIVISION 16 - ELECTRICAL
Plan-MB-11114 | 12" Wired Touch Screen | No | 1 | 3844.65 | 3844.65 | DIVISION 16 - ELECTRICAL
Plan-MB-11115 | 19" Rack cabinet | No | 1 | 307.572 | 307.572 | DIVISION 16 - ELECTRICAL
Plan-MB-11116 | Console in C.R. | No | 1 | 615.144 | 615.144 | DIVISION 16 - ELECTRICAL
Plan-MB-11117 | Broadcasting PTZ camera with RGB O/P | No | 3 | 3075.72 | 9227.16 | DIVISION 16 - ELECTRICAL
Plan-MB-11118 | HDD Multi track for interpreters recording | No | 1 | 445.979 | 445.979 | DIVISION 16 - ELECTRICAL
DIVISION 16 - ELECTRICAL
DIVISION 16 - ELECTRICAL
DIVISION 16 - ELECTRICAL
DIVISION 16 - ELECTRICAL
DIVISION 16 - ELECTRICAL
DIVISION 16 - ELECTRICAL
DIVISION 16 - ELECTRICAL
DIVISION 16 - ELECTRICAL
DIVISION 16 - ELECTRICAL
DIVISION 16 - ELECTRICAL
DIVISION 16 - ELECTRICAL
DIVISION 16 - ELECTRICAL
DIVISION 16 - ELECTRICAL
DIVISION 16 - ELECTRICAL
DIVISION 16 - ELECTRICAL
DIVISION 16 - ELECTRICAL
DIVISION 16 - ELECTRICAL
DIVISION 16 - ELECTRICAL
DIVISION 16 - ELECTRICAL
DIVISION 16 - ELECTRICAL
[5 empty] | 28688.782 | DIVISION 16 - ELECTRICAL
| DIVISION 16 - ELECTRICAL |  |  |  |  | DIVISION 16 - ELECTRICAL
| SECTION 16771 - AUDIO VISUAL SYSTEM |  |  |  |  | DIVISION 16 - ELECTRICAL
| MAIN CONFERENCE SYSTEM QTY (2) |  |  |  |  | DIVISION 16 - ELECTRICAL
| Supply, install, test and commission a complete |  |  |  |  | DIVISION 16 - ELECTRICAL
| Audio Visual System as follows: |  |  |  |  | DIVISION 16 - ELECTRICAL
| HD Projector with motorized screen and two |  |  |  |  | DIVISION 16 - ELECTRICAL
Plan-MB-11119 | spare lamps. | No | 2 | 1276.424 | 2552.848 | DIVISION 16 - ELECTRICAL
Plan-MB-11120 | Motorized Revelation Mirror System | No | 2 | 1469.425 | 2938.85 | DIVISION 16 - ELECTRICAL
Plan-MB-11121 | 17" POP-UP Screen | No | 14 | 1153.395 | 16147.53 | DIVISION 16 - ELECTRICAL
Plan-MB-11122 | Smart Lectern complete | No | 1 | 2104.561 | 2104.561 | DIVISION 16 - ELECTRICAL
Plan-MB-11123 | RGBHV Matrix 16x16 | No | 2 | 5038.029 | 10076.058 | DIVISION 16 - ELECTRICAL
Plan-MB-11124 | Blu-ray Player | No | 2 | 179.93 | 359.86 | DIVISION 16 - ELECTRICAL
Plan-MB-11125 | DSP Audio Matrix | No | 2 | 1174.925 | 2349.85 | DIVISION 16 - ELECTRICAL
Plan-MB-11126 | Power Amplifier | No | 2 | 115.34 | 230.68 | DIVISION 16 - ELECTRICAL
Plan-MB-11127 | Ceiling Speaker | No | 12 | 34.602 | 415.224 | DIVISION 16 - ELECTRICAL
Plan-MB-11128 | 4 Input scalar | No | 2 | 679.734 | 1359.468 | DIVISION 16 - ELECTRICAL
Plan-MB-11129 | 9.0" W/L Touch screen with Docking & Controller | No | 2 | 2424.436 | 4848.872 | DIVISION 16 - ELECTRICAL
| W/L Audio conference system for 11 delegate |  |  |  |  | DIVISION 16 - ELECTRICAL
Plan-MB-11130 | and 1 chairman | No | 2 | 7567.809 | 15135.618 | DIVISION 16 - ELECTRICAL
Plan-MB-11131 | Video conference system with camera | No | 2 | 2414.44 | 4828.88 | DIVISION 16 - ELECTRICAL
Plan-MB-11132 | Rack mount PC | No | 2 | 349.863 | 699.726 | DIVISION 16 - ELECTRICAL
Plan-MB-11133 | 19" Rack cabinet | No | 1 | 289.887 | 289.887 | DIVISION 16 - ELECTRICAL
DIVISION 16 - ELECTRICAL
DIVISION 16 - ELECTRICAL
DIVISION 16 - ELECTRICAL
DIVISION 16 - ELECTRICAL
DIVISION 16 - ELECTRICAL
DIVISION 16 - ELECTRICAL
DIVISION 16 - ELECTRICAL
DIVISION 16 - ELECTRICAL
DIVISION 16 - ELECTRICAL
DIVISION 16 - ELECTRICAL
DIVISION 16 - ELECTRICAL
DIVISION 16 - ELECTRICAL
DIVISION 16 - ELECTRICAL
DIVISION 16 - ELECTRICAL
DIVISION 16 - ELECTRICAL
DIVISION 16 - ELECTRICAL
DIVISION 16 - ELECTRICAL
[5 empty] | 64337.912 | DIVISION 16 - ELECTRICAL
| DIVISION 16 - ELECTRICAL |  |  |  |  | DIVISION 16 - ELECTRICAL
| SECTION 16771 - AUDIO VISUAL SYSTEM |  |  |  |  | DIVISION 16 - ELECTRICAL
| TRAINING HALL |  |  |  |  | DIVISION 16 - ELECTRICAL
| Supply, install, test and commission a complete |  |  |  |  | DIVISION 16 - ELECTRICAL
| Audio Visual System as follows: |  |  |  |  | DIVISION 16 - ELECTRICAL
| HD Projector with motorized screen and |  |  |  |  | DIVISION 16 - ELECTRICAL
Plan-MB-11134 | two spare lamps | No | 1 | 9227.16 | 9227.16 | DIVISION 16 - ELECTRICAL
Plan-MB-11135 | Motorized Revelation Mirror System | No | 1 | 1545.549 | 1545.549 | DIVISION 16 - ELECTRICAL
Plan-MB-11136 | Handheld wireless mic with receiver | No | 1 | 376.776 | 376.776 | DIVISION 16 - ELECTRICAL
Plan-MB-11137 | Clip type wireless mic with receiver | No | 1 | 376.776 | 376.776 | DIVISION 16 - ELECTRICAL
Plan-MB-11138 | Smart lectern complete | No | 1 | 1049.589 | 1049.589 | DIVISION 16 - ELECTRICAL
Plan-MB-11139 | Power amplifier | No | 1 | 115.34 | 115.34 | DIVISION 16 - ELECTRICAL
Plan-MB-11140 | Ceiling speaker | No | 6 | 30.757 | 184.542 | DIVISION 16 - ELECTRICAL
Plan-MB-11141 | 7.0" Wired touch screen with controller | No | 1 | 3844.65 | 3844.65 | DIVISION 16 - ELECTRICAL
Plan-MB-11142 | 19" Rack Cabinet | No | 1 | 307.572 | 307.572 | DIVISION 16 - ELECTRICAL
| LARGE CONFERENCE SYSTEM |  |  |  |  | DIVISION 16 - ELECTRICAL
| Supply, install, test and commission a complete |  |  |  |  | DIVISION 16 - ELECTRICAL
| Audio Visual System as follows: |  |  |  |  | DIVISION 16 - ELECTRICAL
Plan-MB-11143 | 70" Public display wall mount | No | 1 | 435.214 | 435.214 | DIVISION 16 - ELECTRICAL
Plan-MB-11144 | POP-UP Hide away with interface | No | 2 | 179.951 | 359.902 | DIVISION 16 - ELECTRICAL
Plan-MB-11145 | Ceiling Speaker | No | 6 | 2921.934 | 17531.604 | DIVISION 16 - ELECTRICAL
Plan-MB-11146 | Power Amplifier | No | 1 | 2845.041 | 2845.041 | DIVISION 16 - ELECTRICAL
DIVISION 16 - ELECTRICAL
DIVISION 16 - ELECTRICAL
DIVISION 16 - ELECTRICAL
DIVISION 16 - ELECTRICAL
DIVISION 16 - ELECTRICAL
DIVISION 16 - ELECTRICAL
DIVISION 16 - ELECTRICAL
DIVISION 16 - ELECTRICAL
DIVISION 16 - ELECTRICAL
DIVISION 16 - ELECTRICAL
DIVISION 16 - ELECTRICAL
DIVISION 16 - ELECTRICAL
DIVISION 16 - ELECTRICAL
DIVISION 16 - ELECTRICAL
DIVISION 16 - ELECTRICAL
DIVISION 16 - ELECTRICAL
DIVISION 16 - ELECTRICAL
[5 empty] | 38199.715 | DIVISION 16 - ELECTRICAL
| DIVISION 16 - ELECTRICAL |  |  |  |  | DIVISION 16 - ELECTRICAL
| SECTION 16771 - AUDIO VISUAL SYSTEM |  |  |  |  | DIVISION 16 - ELECTRICAL
| LARGE CONFERENCE SYSTEM |  |  |  |  | DIVISION 16 - ELECTRICAL
Plan-MB-11147 | Media Switcher | No | 1 | 438.29 | 438.29 | DIVISION 16 - ELECTRICAL
Plan-MB-11148 | Blu-ray Player | No | 1 | 230.679 | 230.679 | DIVISION 16 - ELECTRICAL
Plan-MB-11149 | Video conference system with camera | No | 1 | 3844.65 | 3844.65 | DIVISION 16 - ELECTRICAL
| 5.2" W/L Touch screen with docking and |  |  |  |  | DIVISION 16 - ELECTRICAL
Plan-MB-11150 | controller | No | 1 | 3844.65 | 3844.65 | DIVISION 16 - ELECTRICAL
| W/L Audio conference system for 12 delegate |  |  |  |  | DIVISION 16 - ELECTRICAL
Plan-MB-11151 | and 1 chairman | No | 1 | 3075.72 | 3075.72 | DIVISION 16 - ELECTRICAL
Plan-MB-11152 | 19" Rack cabinet | No | 1 | 307.572 | 307.572 | DIVISION 16 - ELECTRICAL
| SMALL CONFERENCE SYSTEM QTY (12) |  |  |  |  | DIVISION 16 - ELECTRICAL
| Supply, install, test and commission a complete |  |  |  |  | DIVISION 16 - ELECTRICAL
| Audio Visual System as follows: |  |  |  |  | DIVISION 16 - ELECTRICAL
| Interactive white board with Ultra short throw |  |  |  |  | DIVISION 16 - ELECTRICAL
Plan-MB-11153 | lens projector | No | 12 | 1153.395 | 13840.74 | DIVISION 16 - ELECTRICAL
Plan-MB-11154 | POP-UP Hide away with interface | No | 12 | 499.805 | 5997.66 | DIVISION 16 - ELECTRICAL
Plan-MB-11155 | Blu-ray Player | No | 12 | 199.922 | 2399.064 | DIVISION 16 - ELECTRICAL
Plan-MB-11156 | Ceiling Speaker | No | 48 | 26.913 | 1291.824 | DIVISION 16 - ELECTRICAL
Plan-MB-11157 | Power Amplifier | No | 12 | 115.34 | 1384.08 | DIVISION 16 - ELECTRICAL
Plan-MB-11158 | Media Switches | No | 12 | 346.019 | 4152.228 | DIVISION 16 - ELECTRICAL
Plan-MB-11159 | 19" Rack cabinet | No | 12 | 230.679 | 2768.148 | DIVISION 16 - ELECTRICAL
DIVISION 16 - ELECTRICAL
DIVISION 16 - ELECTRICAL
DIVISION 16 - ELECTRICAL
DIVISION 16 - ELECTRICAL
DIVISION 16 - ELECTRICAL
DIVISION 16 - ELECTRICAL
DIVISION 16 - ELECTRICAL
DIVISION 16 - ELECTRICAL
DIVISION 16 - ELECTRICAL
DIVISION 16 - ELECTRICAL
DIVISION 16 - ELECTRICAL
DIVISION 16 - ELECTRICAL
DIVISION 16 - ELECTRICAL
DIVISION 16 - ELECTRICAL
DIVISION 16 - ELECTRICAL
DIVISION 16 - ELECTRICAL
DIVISION 16 - ELECTRICAL
[5 empty] | 43575.305 | DIVISION 16 - ELECTRICAL
| DIVISION 16 - ELECTRICAL |  |  |  |  | DIVISION 16 - ELECTRICAL
| SECTION - INTELLIGENT BUILDING |  |  |  |  | DIVISION 16 - ELECTRICAL
| MANAGEMENT SYSTEM (IBMS) |  |  |  |  | DIVISION 16 - ELECTRICAL
| The Contractor is referred to the specifications & Drawings |  |  |  |  | DIVISION 16 - ELECTRICAL
| for all details related ti this Division of the works and he |  |  |  |  | DIVISION 16 - ELECTRICAL
| is to include for complying with all the requirements, |  |  |  |  | DIVISION 16 - ELECTRICAL
| contained therein, whether of not those are specifically |  |  |  |  | DIVISION 16 - ELECTRICAL
| mentioned with in the items and to the approval of the |  |  |  |  | DIVISION 16 - ELECTRICAL
| Superintendent. |  |  |  |  | DIVISION 16 - ELECTRICAL
| 25 I/O (Input-Outputs) DDC-BACnet Controller complete |  |  |  |  | DIVISION 16 - ELECTRICAL
| with panel enclosure (IP 54-indoor), field terminals, |  |  |  |  | DIVISION 16 - ELECTRICAL
| power supply unit, all accessories, wiring, etc: |  |  |  |  | DIVISION 16 - ELECTRICAL
Plan-MB-11160 | For substation (MLTB 1,2,3, EMSB) | No | 4 | 2306.79 | 9227.16 | DIVISION 16 - ELECTRICAL
Plan-MB-11161 | For DG sets and shelter panels | No | 4 | 3075.72 | 12302.88 | DIVISION 16 - ELECTRICAL
Plan-MB-11162 | For Electrical System Distribution panels, UPS System, etc. | No | 62 | 230.679 | 14302.098 | DIVISION 16 - ELECTRICAL
| For Mechanical Services Fire Pumps, Booster Pumps, |  |  |  |  | DIVISION 16 - ELECTRICAL
Plan-MB-11163 | Waste Water and Sewerage Submersible Pumps, Irrigation, etc. | No | 4 | 461.358 | 1845.432 | DIVISION 16 - ELECTRICAL
| Sensors: Transmitters/Transducer-Signal Conditioners for |  |  |  |  | DIVISION 16 - ELECTRICAL
| standard signal 4-20mA or 0-10V |  |  |  |  | DIVISION 16 - ELECTRICAL
Plan-MB-11164 | (Temperature, Flow, Pressure, Level) | LOT | LS | 768.93 | 768.93 | DIVISION 16 - ELECTRICAL
Plan-MB-11165 | Switches (DI-dry contact) (Temperature, Pressure, Level) | LOT | LS | 2306.79 | 2306.79 | DIVISION 16 - ELECTRICAL
Plan-MB-11166 | Wiring of all field devices to controllers | Item | LS | 7689.3 | 7689.3 | DIVISION 16 - ELECTRICAL
Plan-MB-11167 | Network Switches/Routers | LOT | LS | 7689.3 | 7689.3 | DIVISION 16 - ELECTRICAL
| IBMS Workstation complete set; PC, |  |  |  |  | DIVISION 16 - ELECTRICAL
Plan-MB-11168 | Monitor, Keyboard Mouse, etc. | Set | 1 | 1922.325 | 1922.325 | DIVISION 16 - ELECTRICAL
Plan-MB-11169 | IBMS Redundent Server PC | No | 2 | 2737.391 | 5474.782 | DIVISION 16 - ELECTRICAL
Plan-MB-11170 | IBMS Data Back-up Storage Server | Set | 2 | 3844.65 | 7689.3 | DIVISION 16 - ELECTRICAL
Plan-MB-11171 | Portable IBMS Workstation/Engineering Tool - LapTop PC | Set | 1 | 1537.86 | 1537.86 | DIVISION 16 - ELECTRICAL
DIVISION 16 - ELECTRICAL
DIVISION 16 - ELECTRICAL
DIVISION 16 - ELECTRICAL
DIVISION 16 - ELECTRICAL
DIVISION 16 - ELECTRICAL
DIVISION 16 - ELECTRICAL
DIVISION 16 - ELECTRICAL
DIVISION 16 - ELECTRICAL
DIVISION 16 - ELECTRICAL
DIVISION 16 - ELECTRICAL
DIVISION 16 - ELECTRICAL
[5 empty] | 72756.157 | DIVISION 16 - ELECTRICAL
| DIVISION 16 - ELECTRICAL |  |  |  |  | DIVISION 16 - ELECTRICAL
| SECTION - INTELLIGENT BUILDING |  |  |  |  | DIVISION 16 - ELECTRICAL
| MANAGEMENT SYSTEM (IBMS) |  |  |  |  | DIVISION 16 - ELECTRICAL
| The Contractor is referred to the specifications & Drawings |  |  |  |  | DIVISION 16 - ELECTRICAL
| for all details related ti this Division of the works and he |  |  |  |  | DIVISION 16 - ELECTRICAL
| is to include for complying with all the requirements, |  |  |  |  | DIVISION 16 - ELECTRICAL
| contained therein, whether or not those are specifically |  |  |  |  | DIVISION 16 - ELECTRICAL
| mentioned with in the items and to the approval of the |  |  |  |  | DIVISION 16 - ELECTRICAL
| Superintendent. |  |  |  |  | DIVISION 16 - ELECTRICAL
Plan-MB-11172 | Printers | No | 2 | 499.805 | 999.61 | DIVISION 16 - ELECTRICAL
| FOC/CAT 6A-CAT 7 cabling connection of IBMS components |  |  |  |  | DIVISION 16 - ELECTRICAL
Plan-MB-11173 | to Building Telecommunication Structure Data Points | Item | LS | 4998.045 | 4998.045 | DIVISION 16 - ELECTRICAL
| Floor standing 19 inch rack Cabinet - 42U:H-2100mm, |  |  |  |  | DIVISION 16 - ELECTRICAL
| W-800mm, D-1000mm complete with castor wheels, roof |  |  |  |  | DIVISION 16 - ELECTRICAL
| fan tray/thermostat, enclosure light, power strips, cable |  |  |  |  | DIVISION 16 - ELECTRICAL
Plan-MB-11174 | management components, glass front door, etc. | Item | LS | 4613.58 | 4613.58 | DIVISION 16 - ELECTRICAL
| Enterpreise Building Integrator - EBI Software 10000 points, |  |  |  |  | DIVISION 16 - ELECTRICAL
Plan-MB-11175 | including Graphic Display Development | Item | LS | 3844.65 | 3844.65 | DIVISION 16 - ELECTRICAL
| NOTE: Software License Agreement to be signed by the |  |  |  |  | DIVISION 16 - ELECTRICAL
| End User - KOC |  |  |  |  | DIVISION 16 - ELECTRICAL
Plan-MB-11176 | Equipment Installation | Item | LS | 3844.65 | 3844.65 | DIVISION 16 - ELECTRICAL
Plan-MB-11177 | Execution Shop Drawings & Superintendents Approvals | Item | LS | 3844.65 | 3844.65 | DIVISION 16 - ELECTRICAL
Plan-MB-11178 | Testing and Commissioning | Item | LS | 30757.2 | 30757.2 | DIVISION 16 - ELECTRICAL
Plan-MB-11179 | Operator Manual, Spare Part List, Spare Parts, Tools | Item | LS | 19223.25 | 19223.25 | DIVISION 16 - ELECTRICAL
Plan-MB-11180 | Warranty, Guarantee, Contract Maintenance Period | Item | LS | 19223.25 | 19223.25 | DIVISION 16 - ELECTRICAL
Plan-MB-11181 | Training of End User - KOC Operating Staff | Item | LS | 10672.928 | 10672.928 | DIVISION 16 - ELECTRICAL
Plan-MB-11182 | 19" Rack cabinet | No | 12 | 1922.325 | 23067.9 | DIVISION 16 - ELECTRICAL
DIVISION 16 - ELECTRICAL
DIVISION 16 - ELECTRICAL
DIVISION 16 - ELECTRICAL
DIVISION 16 - ELECTRICAL
DIVISION 16 - ELECTRICAL
DIVISION 16 - ELECTRICAL
DIVISION 16 - ELECTRICAL
DIVISION 16 - ELECTRICAL
DIVISION 16 - ELECTRICAL
DIVISION 16 - ELECTRICAL
DIVISION 16 - ELECTRICAL
DIVISION 16 - ELECTRICAL
[5 empty] | 125089.713 | DIVISION 16 - ELECTRICAL
| DIVISION 16 - ELECTRICAL |  |  |  |  | DIVISION 16 - ELECTRICAL
| SECTION - RADIO VOICE COMMUNICATION SYSTEM |  |  |  |  | DIVISION 16 - ELECTRICAL
| Supply, install, connect, test and commission |  |  |  |  | DIVISION 16 - ELECTRICAL
| the Radio Voice Communication System including |  |  |  |  | DIVISION 16 - ELECTRICAL
| cabling and necessary pipes, fittings, radio socket |  |  |  |  | DIVISION 16 - ELECTRICAL
| outlet, cable tray, draw boxes, draw wires, cover |  |  |  |  | DIVISION 16 - ELECTRICAL
| accessories, termination, cables & etc., as per |  |  |  |  | DIVISION 16 - ELECTRICAL
| drawings, KOC latest regulations, specifications |  |  |  |  | DIVISION 16 - ELECTRICAL
| requirements and to the approval of the Superintendent. |  |  |  |  | DIVISION 16 - ELECTRICAL
Plan-MB-11183 | Coaxial RF Cable | MR | 775 | 2.307 | 1787.925 | DIVISION 16 - ELECTRICAL
Plan-MB-11184 | G. S. Conduit 25mm dia. | MR | 124 | 4.614 | 572.136 | DIVISION 16 - ELECTRICAL
Plan-MB-11185 | Radio Socket Outlet for Coaxial RF Cable | No | 31 | 3.845 | 119.195 | DIVISION 16 - ELECTRICAL
Plan-MB-11186 | Cable tray 150mm wide with sum shade cover | MR | 35 | 2.307 | 80.745 | DIVISION 16 - ELECTRICAL
Plan-MB-11187 | Cable tray 150mm wide | MR | 166 | 3.076 | 510.616 | DIVISION 16 - ELECTRICAL
Plan-MB-11188 | Cable tray 18" inch wide for GSM RF cables | MR | 107 | 3.845 | 411.415 | DIVISION 16 - ELECTRICAL
Plan-MB-11189 | Cable tray 18" inch wide for GSM RF cables | MR | 20 | 2.307 | 46.14 | DIVISION 16 - ELECTRICAL
Plan-MB-11190 | Cable tray 100mm wide for RF cables-Cellular Antennas | MR | 123 | 4.614 | 567.522 | DIVISION 16 - ELECTRICAL
DIVISION 16 - ELECTRICAL
DIVISION 16 - ELECTRICAL
DIVISION 16 - ELECTRICAL
DIVISION 16 - ELECTRICAL
DIVISION 16 - ELECTRICAL
DIVISION 16 - ELECTRICAL
DIVISION 16 - ELECTRICAL
DIVISION 16 - ELECTRICAL
DIVISION 16 - ELECTRICAL
DIVISION 16 - ELECTRICAL
DIVISION 16 - ELECTRICAL
DIVISION 16 - ELECTRICAL
DIVISION 16 - ELECTRICAL
DIVISION 16 - ELECTRICAL
DIVISION 16 - ELECTRICAL
DIVISION 16 - ELECTRICAL
DIVISION 16 - ELECTRICAL
DIVISION 16 - ELECTRICAL
DIVISION 16 - ELECTRICAL
DIVISION 16 - ELECTRICAL
DIVISION 16 - ELECTRICAL
DIVISION 16 - ELECTRICAL
[5 empty] | 4095.694 | DIVISION 16 - ELECTRICAL
| DIVISION 16 - ELECTRICAL |  |  |  |  | DIVISION 16 - ELECTRICAL
| COLLECTION |  |  |  |  | DIVISION 16 - ELECTRICAL
| Total of Page Bill No.1/16-1 |  |  |  | 5415 | DIVISION 16 - ELECTRICAL
| Ditto Bill No.1/16-2 |  |  |  | #REF! | DIVISION 16 - ELECTRICAL
| Ditto Bill No.1/16-3 |  |  |  | 86304.27 | DIVISION 16 - ELECTRICAL
| Ditto Bill No.1/16-4 |  |  |  | 59584.147 | DIVISION 16 - ELECTRICAL
| Ditto Bill No.1/16-5 |  |  |  | 53734.128 | DIVISION 16 - ELECTRICAL
| Ditto Bill No.1/16-6 |  |  |  | 7548.599 | DIVISION 16 - ELECTRICAL
| Ditto Bill No.1/16-7 |  |  |  | 35721.236 | DIVISION 16 - ELECTRICAL
| Ditto Bill No.1/16-8 |  |  |  | 18420.534 | DIVISION 16 - ELECTRICAL
| Ditto Bill No.1/16-9 |  |  |  | 102663.688 | DIVISION 16 - ELECTRICAL
| Ditto Bill No.1/16-10 |  |  |  | 84704.561 | DIVISION 16 - ELECTRICAL
| Ditto Bill No.1/16-11 |  |  |  | 36281.239 | DIVISION 16 - ELECTRICAL
| Ditto Bill No.1/16-12 |  |  |  | 14063.747 | DIVISION 16 - ELECTRICAL
| Ditto Bill No.1/16-13 |  |  |  | 80998.945 | DIVISION 16 - ELECTRICAL
| Ditto Bill No.1/16-14 |  |  |  | 122621.461 | DIVISION 16 - ELECTRICAL
| Ditto Bill No.1/16-15 |  |  |  | 25764.382 | DIVISION 16 - ELECTRICAL
| Ditto Bill No.1/16-16 |  |  |  | 24276.018 | DIVISION 16 - ELECTRICAL
| Ditto Bill No.1/16-17 |  |  |  | 53020.86 | DIVISION 16 - ELECTRICAL
| Ditto Bill No.1/16-18 |  |  |  | 88588.614 | DIVISION 16 - ELECTRICAL
| Ditto Bill No.1/16-19 |  |  |  | 79601.622 | DIVISION 16 - ELECTRICAL
| Ditto Bill No.1/16-20 |  |  |  | 282774.145 | DIVISION 16 - ELECTRICAL
| Ditto Bill No.1/16-21 |  |  |  | 48836.375 | DIVISION 16 - ELECTRICAL
| Ditto Bill No.1/16-22 |  |  |  | 10662.759 | DIVISION 16 - ELECTRICAL
| Ditto Bill No.1/16-23 |  |  |  | 42575.665 | DIVISION 16 - ELECTRICAL
| Ditto Bill No.1/16-24 |  |  |  | 9054.506 | DIVISION 16 - ELECTRICAL
| Ditto Bill No.1/16-25 |  |  |  | 44674.026 | DIVISION 16 - ELECTRICAL
| Ditto Bill No.1/16-26 |  |  |  | 15955.306 | DIVISION 16 - ELECTRICAL
| Ditto Bill No.1/16-27 |  |  |  | 14966.401 | DIVISION 16 - ELECTRICAL
| Ditto Bill No.1/16-28 |  |  |  | 103038.164 | DIVISION 16 - ELECTRICAL
| Ditto Bill No.1/16-29 |  |  |  | 28098.242 | DIVISION 16 - ELECTRICAL
| Ditto Bill No.1/16-30 |  |  |  | 28688.782 | DIVISION 16 - ELECTRICAL
| Ditto Bill No.1/16-31 |  |  |  | 64337.912 | DIVISION 16 - ELECTRICAL
| Ditto Bill No.1/16-32 |  |  |  | 38199.715 | DIVISION 16 - ELECTRICAL
| Ditto Bill No.1/16-33 |  |  |  | 43575.305 | DIVISION 16 - ELECTRICAL
| Ditto Bill No.1/16-34 |  |  |  | 72756.157 | DIVISION 16 - ELECTRICAL
| Ditto Bill No.1/16-35 |  |  |  | 125089.713 | DIVISION 16 - ELECTRICAL
| Ditto Bill No.1/16-36 |  |  |  | 4095.694 | DIVISION 16 - ELECTRICAL
DIVISION 16 - ELECTRICAL
#REF!
| DIVISION 2 |  |  |  | 146924.121
| DIVISION 3 |  |  |  | 2745913.651
| DIVISION 4 |  |  |  | 101843.392
| DIVISION 5 |  |  |  | 291906.288
| DIVISION 6 |  |  |  | 28973.068
| DIVISION 7 |  |  |  | 205423.045
| DIVISION 8 |  |  |  | 1589821.88
| DIVISION 9 |  |  |  | 876730.384
| DIVISION 10 |  |  |  | 40965.202
| DIVISION 11 |  |  |  | 400446.233
| DIVISION 12 |  |  |  | 1330377.328
| DIVISION 13 |  |  |  | 410667.555
| DIVISION 14 |  |  |  | 235569.748
| DIVISION 15 |  |  |  | 263929.903
| DIVISION 15 (H.V.A.C) |  |  |  | 1494687.466
| DIVISION 16 |  |  |  | 2017384.52
| Total |  |  |  | 12181563.784

## Check
Row Labels | Sum of TOTAL ( C)= A*B
DIVISION 10 - SPECIALTIES | 184197.202
DIVISION 11 - EQUIPMENTS | 257214.233
DIVISION 12 - FURNITURES | 1501766.968
DIVISION 13 - SPECIAL CONSTRUCTION (FIRE PROTECTION) | 239277.915
DIVISION 14 - CONVEYING SYSTEMS | 235569.748
DIVISION 15 - MECHANICAL | 263929.903
DIVISION 15 - MECHANICAL (H.V.A.C.) | 1494687.466
DIVISION 16 - ELECTRICAL | 2017384.52
DIVISION 3 - CONCRETE | 2745913.651
DIVISION 4 - MASONRY | 101843.392
DIVISION 5 - METALS | 291906.288
DIVISION 6 - WOOD AND PLASTICS | 28973.068
DIVISION 7 - THERMAL AND MOISTURE PROTECTION | 205423.045
DIVISION 8 - DOORS AND WINDOWS | 1589821.88
DIVISION 9 - FINISHES | 876730.384
DIVISION 2 - SITEWORK | 146924.121
Grand Total | 12181563.784

## Bill 1 Planning
Planning Code | DESCRIPTION | UNIT | QTY (A) | UNIT RATE (B) | TOTAL ( C)= A*B | Div | Sub-Div | Building
Plan-MB-10000 | Supply and compact granular sub-base upto 100mm thick under reinforced concrete slab on grade, complete as shown as per the approval of the Superintendent, for the sides in the Drawings | M2 | 5049 | 0.28 | 1413.72 | DIVISION 2 - SITEWORK |  | Main Building | Earth Work
Plan-MB-10001 | with height from zero architectural level design to the depth required to protect streets and walkways, applying required tests as per the Engineers instruction, the shoring system shall include the protection for both excavation levels as shown on the drawings. | MR | 97 | 111.9 | 10854.3 | DIVISION 2 - SITEWORK |  | Main Building
Plan-MB-10002 | Excavation in all kinds of soil for foundations, sump pits, basement, lift well, etc. down to the excavation bottom level shown in the drawings including disposal of surplus material from site to public dump yard to the satisfaction of the Superintendent. | M3 | 58702 | 1.007 | 59112.914 | DIVISION 2 - SITEWORK |  | Main Building
Plan-MB-10003 | as per the Levels, Lines and slopes shown in the Drawings and Documents | M3 | 30110 | 1.679 | 50554.69 | DIVISION 2 - SITEWORK |  | Main Building
Plan-MB-10004 | contact with the soil, complete in all respects as per manufacturer's recommendations and to meet with the Superintendent's requirements and approvals. | M2 | 8040 | 0.28 | 2251.2 | DIVISION 2 - SITEWORK |  | Main Building
Plan-MB-10005 | Paspalum Vignatum (stolons) | M2 | 101 | 3.917 | 395.617 | DIVISION 2 - SITEWORK |  | Main Building
Plan-MB-10006 | Coryota Palm ( CP 180 ) | NO | 17 | 134.28 | 2282.76 | DIVISION 2 - SITEWORK |  | Main Building
Plan-MB-10007 | Croton Petra ( CR 150 ) | NO | 44 | 13.428 | 590.832 | DIVISION 2 - SITEWORK |  | Main Building
Plan-MB-10008 | Draceana Fragrance Toef ( DFT 150 ) | NO | 11 | 7.096 | 78.056 | DIVISION 2 - SITEWORK |  | Main Building
Plan-MB-10009 | Scheffelera Arbicola ( SAR 100 ) | NO | 50 | 44.76 | 2238 | DIVISION 2 - SITEWORK |  | Main Building
Plan-MB-10010 | Draceana Lemon Lime ( DLL 80 ) | NO | 24 | 44.76 | 1074.24 | DIVISION 2 - SITEWORK |  | Main Building
Plan-MB-10011 | Draceana Marginata Toef ( DMT 60 ) | NO | 61 | 44.76 | 2730.36 | DIVISION 2 - SITEWORK |  | Main Building
Plan-MB-10012 | Draceana Marginata Vertkt ( DMV 60 ) | NO | 95 | 44.76 | 4252.2 | DIVISION 2 - SITEWORK |  | Main Building
Plan-MB-10013 | Ficus Starlight ( FS 80 ) | NO | 49 | 44.76 | 2193.24 | DIVISION 2 - SITEWORK |  | Main Building
Plan-MB-10014 | Pennisetum Setaceum | NO | 23 | 44.76 | 1029.48 | DIVISION 2 - SITEWORK |  | Main Building
Plan-MB-10015 | Bouganvilea Sanderiana | NO | 17 | 8.952 | 152.184 | DIVISION 2 - SITEWORK |  | Main Building
Plan-MB-10016 | Supply install stone pebbles with varying sizes for planter boxes | M2 | 426 | 13.428 | 5720.328 | DIVISION 2 - SITEWORK |  | Main Building
Plan-MB-10017 | 70 mm Thick concrete blinding under raft foundation | M2 | 3539 | 2.484 | 8790.876 | DIVISION 3 - CONCRETE |  | Main Building | Ready Mix Concrete
Plan-MB-10018 | 75 mm Thick concrete blinding under footings | M2 | 1627 | 2.663 | 4332.701 | DIVISION 3 - CONCRETE |  | Main Building
Plan-MB-10019 | 50 mm Thick concrete blinding under grade beams | M2 | 988 | 1.779 | 1757.652 | DIVISION 3 - CONCRETE |  | Main Building
Plan-MB-10020 | Raft Foundation | M3 | 4925 | 79.729 | 392665.325 | DIVISION 3 - CONCRETE |  | Main Building
Plan-MB-10021 | Footings | M3 | 1247 | 92.15 | 114911.05 | DIVISION 3 - CONCRETE |  | Main Building
Plan-MB-10022 | Column Neck | M3 | 296 | 134.497 | 39811.112 | DIVISION 3 - CONCRETE |  | Main Building
Plan-MB-10023 | Wall Neck | M3 | 117 | 115.134 | 13470.678 | DIVISION 3 - CONCRETE |  | Main Building
Plan-MB-10024 | Grade Beams | M3 | 623 | 89.811 | 55952.253 | DIVISION 3 - CONCRETE |  | Main Building
Plan-MB-10025 | Curved Grade Beams | M3 | 45 | 92.049 | 4142.205 | DIVISION 3 - CONCRETE |  | Main Building
Plan-MB-10026 | Beams | M3 | 246 | 114.015 | 28047.69 | DIVISION 3 - CONCRETE |  | Main Building
Plan-MB-10027 | 350 mm Thick retaining wall | M2 | 826 | 34.742 | 28696.892 | DIVISION 3 - CONCRETE |  | Main Building
Plan-MB-10028 | 400 mm Thick retaining wall | M2 | 1027 | 51.193 | 52575.211 | DIVISION 3 - CONCRETE |  | Main Building
Plan-MB-10029 | 500 mm Thick retaining wall | M2 | 212 | 53.78 | 11401.36 | DIVISION 3 - CONCRETE |  | Main Building
Plan-MB-10030 | 150 mm Thick slab on grade | M2 | 4594 | 8.812 | 40482.328 | DIVISION 3 - CONCRETE |  | Main Building
Plan-MB-10031 | 200 mm Thick slab on grade | M2 | 455 | 13.103 | 5961.865 | DIVISION 3 - CONCRETE |  | Main Building
Plan-MB-10032 | 200 mm Thick Corewall | M2 | 10 | 21.225 | 212.25 | DIVISION 3 - CONCRETE |  | Main Building
Plan-MB-10033 | 250 mm Thick Corewall | M2 | 518 | 26.487 | 13720.266 | DIVISION 3 - CONCRETE |  | Main Building
Plan-MB-10034 | 300 mm Thick Corewall | M2 | 370 | 30.125 | 11146.25 | DIVISION 3 - CONCRETE |  | Main Building
Plan-MB-10035 | 400 mm Thick Corewall | M2 | 48 | 40.165 | 1927.92 | DIVISION 3 - CONCRETE |  | Main Building
Plan-MB-10036 | 200 mm Thick interior wall | M2 | 457 | 19.023 | 8693.511 | DIVISION 3 - CONCRETE |  | Main Building
Plan-MB-10037 | 400 mm Thick interior wall | M2 | 1185 | 44.408 | 52623.48 | DIVISION 3 - CONCRETE |  | Main Building
Plan-MB-10038 | 450 mm Thick interior wall | M2 | 545 | 41.141 | 22421.845 | DIVISION 3 - CONCRETE |  | Main Building
Plan-MB-10039 | Column | M3 | 130 | 126.89 | 16495.7 | DIVISION 3 - CONCRETE |  | Main Building
Plan-MB-10040 | 150 mm Thick slab | M2 | 153 | 13.645 | 2087.685 | DIVISION 3 - CONCRETE |  | Main Building
Plan-MB-10041 | 160 mm Thick slab | M2 | 375 | 16.435 | 6163.125 | DIVISION 3 - CONCRETE |  | Main Building
Plan-MB-10042 | 180 mm Thick slab | M2 | 454 | 16.913 | 7678.502 | DIVISION 3 - CONCRETE |  | Main Building
Plan-MB-10043 | 200 mm Thick slab | M2 | 481 | 18.608 | 8950.448 | DIVISION 3 - CONCRETE |  | Main Building
Plan-MB-10044 | 220 mm Thick slab | M2 | 192 | 20.012 | 3842.304 | DIVISION 3 - CONCRETE |  | Main Building
Plan-MB-10045 | 300 mm Thick slab | M2 | 32 | 28.672 | 917.504 | DIVISION 3 - CONCRETE |  | Main Building
Plan-MB-10046 | 500 mm Thick slab | m2 | 1025 | 46.289 | 47446.225 | DIVISION 3 - CONCRETE |  | Main Building
Plan-MB-10047 | Staircase steps, waist slab and landing | M3 | 32 | 104.794 | 3353.408 | DIVISION 3 - CONCRETE |  | Main Building
Plan-MB-10048 | 200 mm Thick core wall | M2 | 146 | 20.961 | 3060.306 | DIVISION 3 - CONCRETE |  | Main Building
Plan-MB-10049 | 250 mm Thick core wall | M2 | 3529 | 26.201 | 92463.329 | DIVISION 3 - CONCRETE |  | Main Building
Plan-MB-10050 | 300 mm Thick core wall | M2 | 1274 | 30.059 | 38295.166 | DIVISION 3 - CONCRETE |  | Main Building
Plan-MB-10051 | 350 mm Thick core wall | M2 | 46 | 35.068 | 1613.128 | DIVISION 3 - CONCRETE |  | Main Building
Plan-MB-10052 | Columns | M3 | 2246 | 131.043 | 294322.578 | DIVISION 3 - CONCRETE |  | Main Building
Plan-MB-10053 | Straight Beams | M3 | 2445 | 116.792 | 285556.44 | DIVISION 3 - CONCRETE |  | Main Building
Plan-MB-10054 | Curved Beams | M3 | 175 | 119.03 | 20830.25 | DIVISION 3 - CONCRETE |  | Main Building
Plan-MB-10055 | ribs @ 750 mm center to center. | M2 | 107 | 24.929 | 2667.403 | DIVISION 3 - CONCRETE |  | Main Building
Plan-MB-10056 | 600 mm overall depth, One way ribbed slab including 100mm thick top slab, cross rib (XR), and double rib (DR), ribs @ 750 mm center to center. | M2 | 1690 | 30.833 | 52107.77 | DIVISION 3 - CONCRETE |  | Main Building
Plan-MB-10057 | 700 mm overall depth, One way ribbed slab including 100mm thick top slab, cross rib (XR), and double rib (DR), ribs @ 750 mm center to center. | M2 | 475 | 36.45 | 17313.75 | DIVISION 3 - CONCRETE |  | Main Building
Plan-MB-10058 | 800 mm overall depth, One way ribbed slab including 100mm thick top slab, cross rib (XR), and double rib (DR), ribs @ 750 mm center to center. | M2 | 10075 | 48.753 | 491186.475 | DIVISION 3 - CONCRETE |  | Main Building
Plan-MB-10059 | 400 mm Thick solid slab | M3 | 16 | 125.552 | 2008.832 | DIVISION 3 - CONCRETE |  | Main Building
Plan-MB-10060 | 600 mm Thick solid slab | M3 | 336 | 125.552 | 42185.472 | DIVISION 3 - CONCRETE |  | Main Building
Plan-MB-10061 | 700 mm Thick solid slab | M3 | 45 | 125.552 | 5649.84 | DIVISION 3 - CONCRETE |  | Main Building
Plan-MB-10062 | 800 mm Thick solid slab | M3 | 979 | 125.552 | 122915.408 | DIVISION 3 - CONCRETE |  | Main Building
Plan-MB-10063 | 120 mm Thick slab | M2 | 21 | 11.193 | 235.053 | DIVISION 3 - CONCRETE |  | Main Building
Plan-MB-10064 | 125 mm Thick slab | M2 | 1994 | 11.66 | 23250.04 | DIVISION 3 - CONCRETE |  | Main Building
Plan-MB-10065 | 150 mm Thick slab | M2 | 1125 | 13.992 | 15741 | DIVISION 3 - CONCRETE |  | Main Building
Plan-MB-10066 | 160 mm Thick slab | M2 | 58 | 14.925 | 865.65 | DIVISION 3 - CONCRETE |  | Main Building
Plan-MB-10067 | 200 mm Thick slab | M2 | 69 | 18.656 | 1287.264 | DIVISION 3 - CONCRETE |  | Main Building
Plan-MB-10068 | 220 mm Thick slab | M2 | 100 | 20.521 | 2052.1 | DIVISION 3 - CONCRETE |  | Main Building
Plan-MB-10069 | 240 mm Thick slab | M2 | 62 | 22.387 | 1387.994 | DIVISION 3 - CONCRETE |  | Main Building
Plan-MB-10070 | 250 mm Thick slab | M2 | 14 | 23.32 | 326.48 | DIVISION 3 - CONCRETE |  | Main Building
Plan-MB-10071 | 300 mm Thick slab | M2 | 237 | 27.984 | 6632.208 | DIVISION 3 - CONCRETE |  | Main Building
Plan-MB-10072 | 500 mm Thick slab | M2 | 110 | 46.64 | 5130.4 | DIVISION 3 - CONCRETE |  | Main Building
Plan-MB-10073 | 150 mm Thick ramp slab | M2 | 207 | 13.992 | 2896.344 | DIVISION 3 - CONCRETE |  | Main Building
Plan-MB-10074 | 200 mm Thick parapet wall | M2 | 3750 | 18.656 | 69960 | DIVISION 3 - CONCRETE |  | Main Building
Plan-MB-10075 | 200 mm Thick concrete upstand | M2 | 330 | 18.656 | 6156.48 | DIVISION 3 - CONCRETE |  | Main Building
Plan-MB-10076 | Staircase waist slab and landing and steps | M2 | 185 | 102.5 | 18962.5 | DIVISION 3 - CONCRETE |  | Main Building
Plan-MB-10077 | 200 mm Thick concrete upstand for landscape areas | M2 | 44 | 18.656 | 820.864 | DIVISION 3 - CONCRETE |  | Main Building
Plan-MB-10078 | Ditto, to receive finish flooring for PVC. | M2 | 218 | 2.798 | 609.964 | DIVISION 3 - CONCRETE |  | Main Building
Plan-MB-10079 | Ditto, to receive finish flooring for Carpet. | M2 | 12884 | 2.798 | 36049.432 | DIVISION 3 - CONCRETE |  | Main Building
Plan-MB-10080 | Supply, fabricate and install Precast Concrete Cladding with a minimum cube strength of 250kg/cm2 for the exterior walls as shown in the plans, including mechanical fixations, etc., complete as per the design and specifications. | M2 | 1400 | 30.773 | 43082.2 | DIVISION 3 - CONCRETE |  | Main Building
Plan-MB-10081 | Trowelled concrete with two coats of epoxy paint with hardener and sealer | M2 | 435 | 5.595 | 2433.825 | DIVISION 3 - CONCRETE |  | Main Building
Plan-MB-10082 | Sand Fill | M3 | 48 | 5.595 | 268.56 | DIVISION 3 - CONCRETE |  | Main Building
Plan-MB-10083 | 120mm thick concrete topping over steel frame including corrugated sheet | M2 | 2025 | 12.301 | 24909.525 | DIVISION 3 - CONCRETE |  | Main Building
Plan-MB-10084 | 150mm Thick wall | M2 | 75 | 5.892 | 441.9 | DIVISION 4 - MASONRY |  | Main Building
Plan-MB-10085 | 200mm Thick wall | M2 | 1365 | 6.708 | 9156.42 | DIVISION 4 - MASONRY |  | Main Building
Plan-MB-10086 | 250mm Thick wall | M2 | 48 | 11.033 | 529.584 | DIVISION 4 - MASONRY |  | Main Building
Plan-MB-10087 | 350mm Thick wall | M2 | 8 | 12.613 | 100.904 | DIVISION 4 - MASONRY |  | Main Building
Plan-MB-10088 | 100mm Thick wall | M2 | 1094 | 5.427 | 5937.138 | DIVISION 4 - MASONRY |  | Main Building
Plan-MB-10089 | 150mm Thick wall | M2 | 5140 | 6.854 | 35229.56 | DIVISION 4 - MASONRY |  | Main Building
Plan-MB-10090 | 200mm Thick wall | M2 | 6005 | 8.274 | 49685.37 | DIVISION 4 - MASONRY |  | Main Building
Plan-MB-10091 | 300mm Thick wall | M2 | 59 | 12.924 | 762.516 | DIVISION 4 - MASONRY |  | Main Building
Plan-MB-10092 | Supply, fabricate and install steel structure frame for slabs, complete as per drawings and specifications. | Tons | 139 | 727.35 | 101101.65 | DIVISION 5 - METALS |  | Main Building | Steel Structure
Plan-MB-10093 | Supply, fabricate and install steel structure for bridges, complete as per drawings and specifications. | Tons | 37 | 727.35 | 26911.95 | DIVISION 5 - METALS |  | Main Building
Plan-MB-10094 | Supply, fabricate and install steel structure for canopies, complete as per drawings and specifications. | Tons | 5 | 727.35 | 3636.75 | DIVISION 5 - METALS |  | Main Building
Plan-MB-10095 | Supply, fabricate and install steel bracing for roof complete as per drawings and specifications. | Tons | 62 | 727.35 | 45095.7 | DIVISION 5 - METALS |  | Main Building
Plan-MB-10096 | Supply, fabricate and install 1000mmx1000mm galvanized steel and epoxy painted access cover for the water feature pump room complete in all respects. | No | 4 | 223.8 | 895.2 | DIVISION 5 - METALS |  | Main Building
Plan-MB-10097 | Supply, fabricate, and install 50mm diameter ballustrade handrails comprising of 3 top & intermideate galvanized steel rails, baked enamel paint finish, accessories, fittings, etc., for stairs complete as specified and shown on the drawings and specifications. | MR | 230 | 30.213 | 6948.99 | DIVISION 5 - METALS |  | Main Building
Plan-MB-10098 | Supply, fabricate, and install 50mm diameter wall-mounted handrails, baked enamel paint finish, including accessories, fittings, etc., for stairs complete as specified and shown on the drawings and specifications. | MR | 246 | 22.38 | 5505.48 | DIVISION 5 - METALS |  | Main Building
Plan-MB-10099 | Supply, fabricate and install 1000mm high 12mm thick tempered glass railings with stainless steel handrail including stainless steel fixing knob, glass joints, aluminum base, stainless steel cover plate etc. As shown on the drawings and specifications. | MR | 492 | 184.404 | 90726.768 | DIVISION 5 - METALS |  | Main Building
Plan-MB-10100 | Supply, fabricate, and install 50mm diameter ballustrade handrails comprising of 3 top & intermideate galvanized steel rails, baked enamel paint finish, accessories, fittings, etc., for entrance stairs and ramps complete as specified and shown on the drawings and specifications. | MR | 180 | 30.213 | 5438.34 | DIVISION 5 - METALS |  | Main Building
Plan-MB-10101 | Supply and install galvanized steel ladder located in pump room and water tank at the basement, complete in all respect as per Architectural Drawings and KOC Standard Drawings | NO | 7 | 195.84 | 1370.88 | DIVISION 5 - METALS |  | Main Building
Plan-MB-10102 | Supply and install galvanized steel ladder located in escape ways, complete in all respect as per Architectural Drawings and KOC Standard Drawings | NO | 3 | 335.7 | 1007.1 | DIVISION 5 - METALS |  | Main Building
Plan-MB-10103 | Horizontal expansion joints | MR | 226 | 5.595 | 1264.47 | DIVISION 5 - METALS |  | Main Building
Plan-MB-10104 | Vertical expansion joints | MR | 358 | 5.595 | 2003.01 | DIVISION 5 - METALS |  | Main Building
Plan-MB-10105 | Supply and install 100mm high hardwood stained skirting, complete | MR | 963 | 4.476 | 4310.388 | DIVISION 6 - WOOD AND PLASTICS |  | Main Building
Plan-MB-10106 | Supply and install 25mm thick x 75mm wide 1st grade, tounge and groove maple flooring, 2 layer of 12mm thick x 1200 x 2400mm plywood sub color, 200mm thick conical shaped resilient pads at 300mm c/c , 6ml vapour barrier, complete as per drawing. | M2 | 45 | 55.95 | 2517.75 | DIVISION 6 - WOOD AND PLASTICS |  | Main Building | Joinry Works
Plan-MB-10107 | Supply and install 50mm thick maple plank wood flooring for stage steps complete as per drawing. | M2 | 5 | 167.882 | 839.41 | DIVISION 6 - WOOD AND PLASTICS |  | Main Building
Plan-MB-10108 | Supply and install wooden cladding complete as per drawing | M2 | 635 | 33.552 | 21305.52 | DIVISION 6 - WOOD AND PLASTICS |  | Main Building
Plan-MB-10109 | Supply and fix two layers of heavy duty damproofing membrane under concrete raft, slab on grade and grade beams including primer paint, protection screed layers, etc. complete as per specifications drawings and manufacturer's recommendations. | M2 | 6817 | 5.315 | 36232.355 | DIVISION 7 - THERMAL AND MOISTURE PROTECTION |  | Main Building
Plan-MB-10110 | Bitumin Paint as per specification | M2 | 6683 | 0.56 | 3742.48 | DIVISION 7 - THERMAL AND MOISTURE PROTECTION |  | Main Building
Plan-MB-10111 | Supply and fix two layers of heavy duty sheet membrane water-proofing on walls for basement tanking with bituminous paint and protection board complete as per specifications, drawings and manufacturer's recommendations | M2 | 2579 | 6.155 | 15873.745 | DIVISION 7 - THERMAL AND MOISTURE PROTECTION |  | Main Building
Plan-MB-10112 | Supply and fix water proofing system for all wet areas including screed, bituminous paint to all surfaces and upstands, heavyduty waterproofing membrane, light weight foam concrete laid to slope, sand-cement mortar, vapour barrier, etc. complete as specified and shown on drawings. | M2 | 780 | 5.595 | 4364.1 | DIVISION 7 - THERMAL AND MOISTURE PROTECTION |  | Main Building
Plan-MB-10113 | Waterproofing for sump-pits of located in the basement, complete as per specifications, drawings and manufacturer's recommendations. | NO | 4 | 279.75 | 1119 | DIVISION 7 - THERMAL AND MOISTURE PROTECTION |  | Main Building
Plan-MB-10114 | Supply and apply slurry type waterproofing on walls, floor and slab soffit, for internal surface of concrete water tanks at basement, complete as per specifications, drawings and manufacturer's recommendations. | M2 | 882 | 4.476 | 3947.832 | DIVISION 7 - THERMAL AND MOISTURE PROTECTION |  | Main Building
Plan-MB-10115 | Supply & apply liquid rubber, elastomeric, or other waterproffing compounds, hot or cold applied,used for the planter boxes complete as per specifications, drawings and manufacturer's recommendations | M2 | 895 | 3.357 | 3004.515 | DIVISION 7 - THERMAL AND MOISTURE PROTECTION |  | Main Building
Plan-MB-10116 | Bituminous primer coat |  | 6718 | 13.428 | 90209.304 | DIVISION 7 - THERMAL AND MOISTURE PROTECTION |  | Main Building
Plan-MB-10117 | 50mm Thick foam concrete laid to slope |  | 357 | 10.071 | 3595.347 | DIVISION 7 - THERMAL AND MOISTURE PROTECTION |  | Main Building
Plan-MB-10118 | Supply and install 50mm thick rigid thermal insulation and bituminous paint coating under precast concrete cladding, complete as specified and shown on drawings. | M2 | 1400 | 2.238 | 3133.2 | DIVISION 7 - THERMAL AND MOISTURE PROTECTION |  | Main Building
Plan-MB-10119 | Intumescent fire resistive material for all exposed and partially exposed interior, exterior buildings steel structural including top coat finish and all other requirements. | ITEM | LS | 17904 | 17904 | DIVISION 7 - THERMAL AND MOISTURE PROTECTION |  | Main Building
Plan-MB-10120 | Cementitous fire resistive material for all buildings concealed standard structural steel elements, according to drawings and as specified | ITEM | LS | 11190 | 11190 | DIVISION 7 - THERMAL AND MOISTURE PROTECTION |  | Main Building
Plan-MB-10121 | Fire Stopping Material or combination of materials used to retain integrity of fire rated construction by maintaining an effective barrier against the spread of flame, smoke and hot gases through penetrations in fire rated wall and floor assemblies. | ITEM | LS | 6714 | 6714 | DIVISION 7 - THERMAL AND MOISTURE PROTECTION |  | Main Building
Plan-MB-10122 | Fire stopping for penetration passages, all building ducts, cables, cable trays, conduits, piping, electrical busways and raceways through fire-rated vertical barriers(wall and partitions), horizontal barriers (floor/ceiling assemblies), and standard structural steel elements, according to drawings. | ITEM | LS | 4393.167 | 4393.167 | DIVISION 7 - THERMAL AND MOISTURE PROTECTION |  | Main Building
Plan-MB-10123 | Door type SD-02, size 1000x2200mm | NO | 1 | 714.78 | 714.78 | DIVISION 8 - DOORS AND WINDOWS |  | Main Building
Plan-MB-10124 | Door type SD-01, size 1000x2200mm | NO | 31 | 313.5 | 9718.5 | DIVISION 8 - DOORS AND WINDOWS |  | Main Building | Wooden Doors and Widows
Plan-MB-10125 | Door type SD-02, size 1000x2200mm | NO | 18 | 313.5 | 5643 | DIVISION 8 - DOORS AND WINDOWS |  | Main Building
Plan-MB-10126 | Door type SD-03, size 1000x2200mm | NO | 32 | 313.5 | 10032 | DIVISION 8 - DOORS AND WINDOWS |  | Main Building
Plan-MB-10127 | Door type SD-04, size 1000x2200mm | NO | 2 | 313.5 | 627 | DIVISION 8 - DOORS AND WINDOWS |  | Main Building | Aluminum Wooden Doors and Widows
Plan-MB-10128 | Door type SD-05, size 1800x2200mm | NO | 4 | 514.14 | 2056.56 | DIVISION 8 - DOORS AND WINDOWS |  | Main Building
Plan-MB-10129 | Door type SD-05a, size 1800x2200mm | NO | 4 | 514.14 | 2056.56 | DIVISION 8 - DOORS AND WINDOWS |  | Main Building
Plan-MB-10130 | Door type SD-06, size 2100x2200mm | NO | 2 | 564.3 | 1128.6 | DIVISION 8 - DOORS AND WINDOWS |  | Main Building
Plan-MB-10131 | Door type WD-01, size 1000x2200mm | NO | 333 | 259.578 | 86439.474 | DIVISION 8 - DOORS AND WINDOWS |  | Main Building
Plan-MB-10132 | Door type WD-02, size 900x2200mm | NO | 38 | 259.578 | 9863.964 | DIVISION 8 - DOORS AND WINDOWS |  | Main Building
Plan-MB-10133 | Door type WD-03, size 1100x2200mm | NO | 1 | 259.578 | 259.578 | DIVISION 8 - DOORS AND WINDOWS |  | Main Building
Plan-MB-10134 | Door type WD-04, size 1000x2200mm | NO | 1 | 259.578 | 259.578 | DIVISION 8 - DOORS AND WINDOWS |  | Main Building
Plan-MB-10135 | Door type WD-05, size 900x2200mm | NO | 55 | 259.578 | 14276.79 | DIVISION 8 - DOORS AND WINDOWS |  | Main Building
Plan-MB-10136 | Door type WD-05a, size 1000x2200mm | NO | 6 | 259.578 | 1557.468 | DIVISION 8 - DOORS AND WINDOWS |  | Main Building
Plan-MB-10137 | Door type WD-06, size 800x2050mm | NO | 92 | 250.8 | 23073.6 | DIVISION 8 - DOORS AND WINDOWS |  | Main Building
Plan-MB-10138 | Door type WD-06a, size 900x2050mm | NO | 5 | 255.816 | 1279.08 | DIVISION 8 - DOORS AND WINDOWS |  | Main Building
Plan-MB-10139 | Door type WD-07, size 1000x2050mm | NO | 4 | 255.816 | 1023.264 | DIVISION 8 - DOORS AND WINDOWS |  | Main Building
Plan-MB-10140 | Door type WD-07a, size 1000x2200mm | NO | 3 | 259.578 | 778.734 | DIVISION 8 - DOORS AND WINDOWS |  | Main Building
Plan-MB-10141 | Door type WD-08, size 1400x2200mm | NO | 4 | 347.358 | 1389.432 | DIVISION 8 - DOORS AND WINDOWS |  | Main Building
Plan-MB-10142 | Door type WD-09, size 1800x2200mm | NO | 6 | 369.93 | 2219.58 | DIVISION 8 - DOORS AND WINDOWS |  | Main Building
Plan-MB-10143 | Door ACW-01 size 1400x2200mm | NO | 1 | 601.92 | 601.92 | DIVISION 8 - DOORS AND WINDOWS |  | Main Building
Plan-MB-10144 | Door ACW-02 size 1800x2200mm | NO | 10 | 633.27 | 6332.7 | DIVISION 8 - DOORS AND WINDOWS |  | Main Building
Plan-MB-10145 | Door ACW-03 size 1600x2200mm | NO | 3 | 620.73 | 1862.19 | DIVISION 8 - DOORS AND WINDOWS |  | Main Building
Plan-MB-10146 | Door ACW-04 size 1100x2200mm | NO | 2 | 438.9 | 877.8 | DIVISION 8 - DOORS AND WINDOWS |  | Main Building
Plan-MB-10147 | Door ACD-01 size 800x800mm | NO | 4 | 94.05 | 376.2 | DIVISION 8 - DOORS AND WINDOWS |  | Main Building
Plan-MB-10148 | Door ACD-02 size 400x800mm | NO | 3 | 94.05 | 282.15 | DIVISION 8 - DOORS AND WINDOWS |  | Main Building
Plan-MB-10149 | Door ACD-03 size 600x600mm | NO | 20 | 62.7 | 1254 | DIVISION 8 - DOORS AND WINDOWS |  | Main Building
Plan-MB-10150 | Door AG-03,size 1600x2200mm | NO | 2 | 1504.8 | 3009.6 | DIVISION 8 - DOORS AND WINDOWS |  | Main Building
Plan-MB-10151 | Door AG-01,size 1100x2200mm | NO | 13 | 300.96 | 3912.48 | DIVISION 8 - DOORS AND WINDOWS |  | Main Building
Plan-MB-10152 | Door AG-02,size 4000x2200mm | NO | 2 | 940.5 | 1881 | DIVISION 8 - DOORS AND WINDOWS |  | Main Building
Plan-MB-10153 | Door AG-04,size 1800x2200mm | NO | 7 | 426.36 | 2984.52 | DIVISION 8 - DOORS AND WINDOWS |  | Main Building
Plan-MB-10154 | Door AG-05,size 6350x2200mm | NO | 2 | 1479.72 | 2959.44 | DIVISION 8 - DOORS AND WINDOWS |  | Main Building
Plan-MB-10155 | Door AG-06,size 3565x2200mm | NO | 2 | 840.18 | 1680.36 | DIVISION 8 - DOORS AND WINDOWS |  | Main Building
Plan-MB-10156 | Door AG-07,size 1000x2500mm | NO | 2 | 250.8 | 501.6 | DIVISION 8 - DOORS AND WINDOWS |  | Main Building
Plan-MB-10157 | Door GD-01, size 1000x2800mm | NO | 50 | 219.45 | 10972.5 | DIVISION 8 - DOORS AND WINDOWS |  | Main Building
Plan-MB-10158 | G-01,size 14300x2500mm with 2 sliding doors of size; 1400x2400mm and 2 swing doors of size; 1000x2400mm | NO | 1 | 8151 | 8151 | DIVISION 8 - DOORS AND WINDOWS |  | Main Building
Plan-MB-10159 | G-01a,size 13100x2500mm with 2 sliding doors of size; 1400x2400mm and 2 swing doors of size; 1000x2400mm | NO | 1 | 8151 | 8151 | DIVISION 8 - DOORS AND WINDOWS |  | Main Building
Plan-MB-10160 | G-02,size 6800x2500mm with 1 sliding door of size; 1400x2400mm and 1 swing door of size; 1000x2400mm | NO | 1 | 3385.8 | 3385.8 | DIVISION 8 - DOORS AND WINDOWS |  | Main Building
Plan-MB-10161 | G-02a,size 6900x2500mm with 1 sliding door of size; 1400x2400mm and 1 swing door of size; 1000x2400mm | NO | 1 | 3762 | 3762 | DIVISION 8 - DOORS AND WINDOWS |  | Main Building
Plan-MB-10162 | G-03,size 1000x2500mm with 2 sliding doors of size; 1400x2400mm and 1 swing door of size; 950x2400mm | NO | 1 | 6270 | 6270 | DIVISION 8 - DOORS AND WINDOWS |  | Main Building
Plan-MB-10163 | G-03a,size 6880x2500mm with 2sliding doors of size;1400x2400mm and 1 swing door of size; 950x2400mm | NO | 1 | 5517.6 | 5517.6 | DIVISION 8 - DOORS AND WINDOWS |  | Main Building
Plan-MB-10164 | G-04,size 4500x2500mm with 1 sliding door of size; 1400x2400mm and 1 swing door of size; 1000x2400mm | NO | 1 | 3511.2 | 3511.2 | DIVISION 8 - DOORS AND WINDOWS |  | Main Building
Plan-MB-10165 | G-04a,size 5300x2500mm with 1 sliding door of size; 1400x2400mm and 1 swing door of size; 1000x2400mm | NO | 1 | 3511.2 | 3511.2 | DIVISION 8 - DOORS AND WINDOWS |  | Main Building
Plan-MB-10166 | G-05,size 11400x2500mm | NO | 1 | 6600.482 | 6600.482 | DIVISION 8 - DOORS AND WINDOWS |  | Main Building
Plan-MB-10167 | GL - 01 | no. | 50 | 137.94 | 6897 | DIVISION 8 - DOORS AND WINDOWS |  | Main Building
Plan-MB-10168 | GL - 02 | no. | 1 | 576.84 | 576.84 | DIVISION 8 - DOORS AND WINDOWS |  | Main Building
Plan-MB-10169 | GL - 03 | no. | 1 | 1254 | 1254 | DIVISION 8 - DOORS AND WINDOWS |  | Main Building
Plan-MB-10170 | GL - 04 | no. | 1 | 664.62 | 664.62 | DIVISION 8 - DOORS AND WINDOWS |  | Main Building
Plan-MB-10171 | GL - 05 | no. | 1 | 664.62 | 664.62 | DIVISION 8 - DOORS AND WINDOWS |  | Main Building
Plan-MB-10172 | GL - 06 | no. | 5 | 614.46 | 3072.3 | DIVISION 8 - DOORS AND WINDOWS |  | Main Building
Plan-MB-10173 | GL - 07 | no. | 1 | 752.4 | 752.4 | DIVISION 8 - DOORS AND WINDOWS |  | Main Building
Plan-MB-10174 | GL - 08 | no. | 2 | 771.21 | 1542.42 | DIVISION 8 - DOORS AND WINDOWS |  | Main Building
Plan-MB-10175 | GL - 09 | no. | 1 | 677.16 | 677.16 | DIVISION 8 - DOORS AND WINDOWS |  | Main Building
Plan-MB-10176 | GL - 10 | no. | 2 | 3762 | 7524 | DIVISION 8 - DOORS AND WINDOWS |  | Main Building
Plan-MB-10177 | GL - 11 | no. | 4 | 601.92 | 2407.68 | DIVISION 8 - DOORS AND WINDOWS |  | Main Building
Plan-MB-10178 | GL - 12 | no. | 1 | 1630.2 | 1630.2 | DIVISION 8 - DOORS AND WINDOWS |  | Main Building
Plan-MB-10179 | GL - 13 | no. | 1 | 2884.2 | 2884.2 | DIVISION 8 - DOORS AND WINDOWS |  | Main Building
Plan-MB-10180 | GL - 14 | no. | 1 | 1630.2 | 1630.2 | DIVISION 8 - DOORS AND WINDOWS |  | Main Building
Plan-MB-10181 | GL - 15 | no. | 2 | 616.968 | 1233.936 | DIVISION 8 - DOORS AND WINDOWS |  | Main Building
Plan-MB-10182 | GL - 16 | no. | 1 | 3135 | 3135 | DIVISION 8 - DOORS AND WINDOWS |  | Main Building
Plan-MB-10183 | GL - 17 | no. | 1 | 1304.16 | 1304.16 | DIVISION 8 - DOORS AND WINDOWS |  | Main Building
Plan-MB-10184 | GL - 18 | no. | 1 | 1755.6 | 1755.6 | DIVISION 8 - DOORS AND WINDOWS |  | Main Building
Plan-MB-10185 | GL - 19 | no. | 1 | 1191.3 | 1191.3 | DIVISION 8 - DOORS AND WINDOWS |  | Main Building
Plan-MB-10186 | GL - 20 | no. | 4 | 714.78 | 2859.12 | DIVISION 8 - DOORS AND WINDOWS |  | Main Building
Plan-MB-10187 | GL - 21 | no. | 2 | 752.4 | 1504.8 | DIVISION 8 - DOORS AND WINDOWS |  | Main Building
Plan-MB-10188 | GL - 22 | no. | 2 | 790.02 | 1580.04 | DIVISION 8 - DOORS AND WINDOWS |  | Main Building
Plan-MB-10189 | GL - 23 | no. | 1 | 1065.9 | 1065.9 | DIVISION 8 - DOORS AND WINDOWS |  | Main Building
Plan-MB-10190 | Window type W-01, size 600x14000mm | NO | 4 | 1254 | 5016 | DIVISION 8 - DOORS AND WINDOWS |  | Main Building
Plan-MB-10191 | Window type W-02, size 600x9300mm | NO | 3 | 877.8 | 2633.4 | DIVISION 8 - DOORS AND WINDOWS |  | Main Building
Plan-MB-10192 | Window type W-03, size 600x4600mm | NO | 1 | 438.9 | 438.9 | DIVISION 8 - DOORS AND WINDOWS |  | Main Building
Plan-MB-10193 | SECTION 08630 - METAL FRAMED SKYLIGHTS Design, fabricate, supply and install skylight including glazing, frame, required secondary structural members, acessories, fittings, etc., complete in all respects as specified and shown on drawings | M2 | 880 | 144.21 | 126904.8 | DIVISION 8 - DOORS AND WINDOWS |  | Main Building
Plan-MB-10194 | Curtain wall CW/01 | M2 | 179 | 100.32 | 17957.28 | DIVISION 8 - DOORS AND WINDOWS |  | Main Building
Plan-MB-10195 | Curtain wall CW/02 | M2 | 404 | 100.32 | 40529.28 | DIVISION 8 - DOORS AND WINDOWS |  | Main Building
Plan-MB-10196 | Curtain wall CW/03 | M2 | 307 | 100.32 | 30798.24 | DIVISION 8 - DOORS AND WINDOWS |  | Main Building
Plan-MB-10197 | Curtain wall CW/04 | M2 | 260 | 100.32 | 26083.2 | DIVISION 8 - DOORS AND WINDOWS |  | Main Building
Plan-MB-10198 | Curtain wall CW/05 | M2 | 96 | 100.32 | 9630.72 | DIVISION 8 - DOORS AND WINDOWS |  | Main Building
Plan-MB-10199 | Curtain wall CW/06 | M2 | 183 | 100.32 | 18358.56 | DIVISION 8 - DOORS AND WINDOWS |  | Main Building
Plan-MB-10200 | Curtain wall CW/07 | M2 | 197 | 100.32 | 19763.04 | DIVISION 8 - DOORS AND WINDOWS |  | Main Building
Plan-MB-10201 | Curtain wall CW/08 | M2 | 1027 | 100.32 | 103028.64 | DIVISION 8 - DOORS AND WINDOWS |  | Main Building
Plan-MB-10202 | Curtain wall CW/09 | M2 | 1060 | 100.32 | 106339.2 | DIVISION 8 - DOORS AND WINDOWS |  | Main Building
Plan-MB-10203 | Curtain wall CW/10 | M2 | 1564 | 100.32 | 156900.48 | DIVISION 8 - DOORS AND WINDOWS |  | Main Building
Plan-MB-10204 | Curtain wall CW/11 | M2 | 910 | 100.32 | 91291.2 | DIVISION 8 - DOORS AND WINDOWS |  | Main Building
Plan-MB-10205 | Curtain wall CW/13 | M2 | 77 | 100.32 | 7724.64 | DIVISION 8 - DOORS AND WINDOWS |  | Main Building
Plan-MB-10206 | Curtain wall CW/14 | M2 | 231 | 100.32 | 23173.92 | DIVISION 8 - DOORS AND WINDOWS |  | Main Building
Plan-MB-10207 | Curtain wall CW/08 | M2 | 41 | 100.32 | 4113.12 | DIVISION 8 - DOORS AND WINDOWS |  | Main Building
Plan-MB-10208 | Curtain wall CW/08a | M2 | 6 | 100.32 | 601.92 | DIVISION 8 - DOORS AND WINDOWS |  | Main Building
Plan-MB-10209 | Curtain wall CW/10 | M2 | 1079 | 100.32 | 108245.28 | DIVISION 8 - DOORS AND WINDOWS |  | Main Building
Plan-MB-10210 | Curtain wall CW/11 | M2 | 1202 | 100.32 | 120584.64 | DIVISION 8 - DOORS AND WINDOWS |  | Main Building
Plan-MB-10211 | Curtain wall CW/12 | M2 | 1427 | 100.32 | 143156.64 | DIVISION 8 - DOORS AND WINDOWS |  | Main Building
Plan-MB-10212 | Additional Cost for Support for Single Glazed Curtain Wall at Roof Part. Contractor shall design the glass support / mullions to withstand the loads from the Window Cleaning System in the areas listed in Structural Drawing No. 910-S-300-06. | M2 | 3700 | 31.35 | 115995 | DIVISION 8 - DOORS AND WINDOWS |  | Main Building
Plan-MB-10213 | SECTION 09220 - PORTLAND CEMENT PLASTER Cement-sand plaster (including metal lathe wherever required) to walls, ceilings, columns and beams, complete. | M2 | 20794 | 3.077 | 63983.138 | DIVISION 9 - FINISHES |  | Main Building
Plan-MB-10214 | Ditto for anti-bacterial coating | M2 | 305 | 3.077 | 938.485 | DIVISION 9 - FINISHES |  | Main Building
Plan-MB-10215 | SECTION 09260 - GYPSUM BOARD Supply and install gypsum board on galvanized steel suspended ceiling system including emulsion paint with all accessories, complete. (TYPE # 1) | M2 | 16469 | 6.714 | 110572.866 | DIVISION 9 - FINISHES |  | Main Building | Gypsum Board Subcontractors
Plan-MB-10216 | Supply and install gypsum board on galvanized steel suspended ceiling system including emulsion paint for auditorium with all accessories, complete. (TYPE # 1) | M2 | 363 | 6.714 | 2437.182 | DIVISION 9 - FINISHES |  | Main Building
Plan-MB-10217 | Supply and install moisture resistant gypsum board on galvanized steel suspended ceiling system including oil based paint finish, with all accessories, complete. (TYPE # 1A) | M2 | 621 | 6.714 | 4169.394 | DIVISION 9 - FINISHES |  | Main Building
Plan-MB-10218 | Supply and fix 12.5mm thick water resistant gypsum board, over all girth 1450mm to conceal flushing cistern for European water closet including 40x50x40mm channel framework, waterproofing membrane finishing with laticrete grout admix etc. for Office Building complete as per drawing. | M2 | 89 | 11.19 | 995.91 | DIVISION 9 - FINISHES |  | Main Building
Plan-MB-10219 | Supply and install gypsum board partition with approved paint, as per drawing. | M2 | 10118 | 8.952 | 90576.336 | DIVISION 9 - FINISHES |  | Main Building
Plan-MB-10220 | Supply and install Soundproof gypsum board partition with approved paint, as per drawing. | M2 | 1035 | 11.19 | 11581.65 | DIVISION 9 - FINISHES |  | Main Building
Plan-MB-10221 | Non-slip ceramic tiles for floors of common toilets (FF8) | M2 | 620 | 9.142 | 5668.04 | DIVISION 9 - FINISHES |  | Main Building
Plan-MB-10222 | Non-slip ceramic tiles for floors of central kitchens (FF9) | M2 | 152 | 9.142 | 1389.584 | DIVISION 9 - FINISHES |  | Main Building
Plan-MB-10223 | Non-slip ceramic tiles for floors of DMD/Manager's toilet (FF8) | M2 | 49 | 11.38 | 557.62 | DIVISION 9 - FINISHES |  | Main Building
Plan-MB-10224 | Non-slip ceramic tiles for floors of all consultants (FF11) | M2 | 667 | 9.142 | 6097.714 | DIVISION 9 - FINISHES |  | Main Building
Plan-MB-10225 | Non-slip porcelain tiles for staircase landings (FF12) | M2 | 425 | 9.142 | 3885.35 | DIVISION 9 - FINISHES |  | Main Building
Plan-MB-10226 | Non-slip porcelain tiles for staircase treads and risers (FF12) | M2 | 443 | 11.38 | 5041.34 | DIVISION 9 - FINISHES |  | Main Building
Plan-MB-10227 | Coloured ceramic tiles for walls (WF7) | M2 | 3141 | 9.4 | 29525.4 | DIVISION 9 - FINISHES |  | Main Building
Plan-MB-10228 | 100mm high ceramic tiles skirting (SK4) | M2 | 216 | 3.917 | 846.072 | DIVISION 9 - FINISHES |  | Main Building
Plan-MB-10229 | 100mm high porcelain tiles for staircase skirting (SK6) | M2 | 731 | 3.917 | 2863.327 | DIVISION 9 - FINISHES |  | Main Building
Plan-MB-10230 | 300X300mm Terrazzo tiles for floors (FF17) | M2 | 1265 | 5.259 | 6652.635 | DIVISION 9 - FINISHES |  | Main Building
Plan-MB-10231 | 100mm High terrazzo tiles for skirting (SK5) | M2 | 937 | 1.958 | 1834.646 | DIVISION 9 - FINISHES |  | Main Building
Plan-MB-10232 | Supply and install 600 x 600mm perforated fissured tiles on galvanized steel suspension system. (TYPE # 2) | M2 | 3955 | 6.623 | 26193.965 | DIVISION 9 - FINISHES |  | Main Building
Plan-MB-10233 | Supply and install 600 x 600mm moisture resistant perforated fissured tiles on galvanized steel suspension system. (TYPE # 2A) | M2 | 36 | 6.749 | 242.964 | DIVISION 9 - FINISHES |  | Main Building
Plan-MB-10234 | Supply and install acoustical arabic work wooden panel at auditorium complete as per drawings and specification. (WF8) | M2 | 378 | 67.14 | 25378.92 | DIVISION 9 - FINISHES |  | Main Building
Plan-MB-10235 | Supply and install acoustical arabic work wooden panel at offices complete as per drawings and specification. (WF8) | M2 | 171 | 67.14 | 11480.94 | DIVISION 9 - FINISHES |  | Main Building
Plan-MB-10236 | Light coloured Marble for Lobbies/Corridors (FF6) | M2 | 4171 | 33.57 | 140020.47 | DIVISION 9 - FINISHES |  | Main Building
Plan-MB-10237 | Dark coloured Marble for Lobbies/Corridors (FF7) | M2 | 982 | 39.165 | 38460.03 | DIVISION 9 - FINISHES |  | Main Building
Plan-MB-10238 | Dark coloured Marble for Entrance Steps and ramps (FF7) | M2 | 386 | 39.165 | 15117.69 | DIVISION 9 - FINISHES |  | Main Building
Plan-MB-10239 | Supply and install PVC / Rubber Tile for flooring of Health Club as per drawings. (FF5) | M2 | 218 | 8.952 | 1951.536 | DIVISION 9 - FINISHES |  | Main Building
Plan-MB-10240 | 100mm High PVC / Vinyl Tiles (SK2) | MR | 6240 | 1.399 | 8729.76 | DIVISION 9 - FINISHES |  | Main Building
Plan-MB-10241 | SECTION 09680 - CARPET BROADLOOMS AND TILES Supply and fix carpet tiles complete with grips etc. after preparation/approval of shop drawings, to the entire satisfaction of the Superintendent. (FF2) | M2 | 11678 | 10.631 | 124148.818 | DIVISION 9 - FINISHES |  | Main Building | Carpet
Plan-MB-10242 | Hand tufted roll-up carpet (FF1) | M2 | 928 | 33.57 | 31152.96 | DIVISION 9 - FINISHES |  | Main Building
Plan-MB-10243 | Broad loom rolled carpet for musallah & prayer room (FF3) | M2 | 85 | 14.855 | 1262.675 | DIVISION 9 - FINISHES |  | Main Building
Plan-MB-10244 | Broad loom rolled carpet for offices (FF4) | M2 | 97 | 13.428 | 1302.516 | DIVISION 9 - FINISHES |  | Main Building
Plan-MB-10245 | Broad loom rolled carpet for auditorium (FF4) | M2 | 96 | 13.428 | 1289.088 | DIVISION 9 - FINISHES |  | Main Building
Plan-MB-10246 | Marble Wall Panels (WF5) | M2 | 365 | 33.57 | 12253.05 | DIVISION 9 - FINISHES |  | Main Building
Plan-MB-10247 | Marble / Granite Wall Panels (WF5/WF6) | M2 | 226 | 39.165 | 8851.29 | DIVISION 9 - FINISHES |  | Main Building
Plan-MB-10248 | 100mm high polished marble skirting (SK3) | MR | 852 | 4.476 | 3813.552 | DIVISION 9 - FINISHES |  | Main Building
Plan-MB-10249 | Supply and install 20mm thick marble threshold including grouting, etc. complete, | MR | 66 | 6.714 | 443.124 | DIVISION 9 - FINISHES |  | Main Building
Plan-MB-10250 | Supply and install 30mm thick x 600mm wide granite laurentian green top and 30mm thick x 120mm deep facia for the semi-recessed wash basins including necessary opernings, supports, grouting,etc, complete. | MR | 95 | 72.735 | 6909.825 | DIVISION 9 - FINISHES |  | Main Building
Plan-MB-10251 | Approved paint on cement sand plaster wall | M2 | 16480 | 1.679 | 27669.92 | DIVISION 9 - FINISHES |  | Main Building
Plan-MB-10252 | Approved paint on fair face concrete wall | M2 | 2735 | 1.679 | 4592.065 | DIVISION 9 - FINISHES |  | Main Building
Plan-MB-10253 | Approved paint on fair face concrete ceiling | M2 | 2494 | 1.679 | 4187.426 | DIVISION 9 - FINISHES |  | Main Building
Plan-MB-10254 | Approved textured paint for exterior wall | M2 | 8083 | 3.917 | 31661.111 | DIVISION 9 - FINISHES |  | Main Building
Plan-MB-10255 | LV-11, size 1000 x 300mm | No | 2 | 44.76 | 89.52 | DIVISION 10 - SPECIALTIES |  | Main Building
Plan-MB-10256 | LV-12, size 2200 x 600mm | No | 1 | 118.345 | 118.345 | DIVISION 10 - SPECIALTIES |  | Main Building
Plan-MB-10257 | LV-21, size 900 x 300mm | No | 1 | 44.76 | 44.76 | DIVISION 10 - SPECIALTIES |  | Main Building
Plan-MB-10258 | LV-22, size 600 x 400mm | No | 2 | 44.76 | 89.52 | DIVISION 10 - SPECIALTIES |  | Main Building
Plan-MB-10259 | Design, supply and install access flooring system including the supporting structure, pedestals and electrostatic resistant PVC flooring of 300mm height complete in all respects as specified and shown on drawings. | M2 | 152 | 26.856 | 4082.112 | DIVISION 10 - SPECIALTIES |  | Main Building | Access Flooring System
Plan-MB-10260 | SG-01 ; Services Directory | NO | 12 | 78.33 | 939.96 | DIVISION 10 - SPECIALTIES |  | Main Building
Plan-MB-10261 | SG-02 ; Sign Directory | NO | 2 | 55.95 | 111.9 | DIVISION 10 - SPECIALTIES |  | Main Building
Plan-MB-10262 | SG-03 ; Evacuation Map | NO | 42 | 44.76 | 1879.92 | DIVISION 10 - SPECIALTIES |  | Main Building
Plan-MB-10263 | SG-04 ; Men's Toilet | NO | 18 | 22.38 | 402.84 | DIVISION 10 - SPECIALTIES |  | Main Building
Plan-MB-10264 | SG-05 ; Women's Toilet | NO | 19 | 22.38 | 425.22 | DIVISION 10 - SPECIALTIES |  | Main Building
Plan-MB-10265 | SG-06 ; Staircase | NO | 32 | 22.38 | 716.16 | DIVISION 10 - SPECIALTIES |  | Main Building
Plan-MB-10266 | SG-06A | No | 2 | 22.38 | 44.76 | DIVISION 10 - SPECIALTIES |  | Main Building
Plan-MB-10267 | SG-07 ; Elevator | No | 6 | 22.38 | 134.28 | DIVISION 10 - SPECIALTIES |  | Main Building
Plan-MB-10268 | SG-08 ; Electrical Room | No | 12 | 22.38 | 268.56 | DIVISION 10 - SPECIALTIES |  | Main Building
Plan-MB-10269 | SG-10 ; Mechanical Room | No | 11 | 22.38 | 246.18 | DIVISION 10 - SPECIALTIES |  | Main Building
Plan-MB-10270 | SG-13 ; Exit | No | 74 | 22.38 | 1656.12 | DIVISION 10 - SPECIALTIES |  | Main Building
Plan-MB-10271 | SG-14 ; Room Name with Senior Staff Name and Designation | No | 475 | 16.785 | 7972.875 | DIVISION 10 - SPECIALTIES |  | Main Building
Plan-MB-10272 | SG-15 ; Department Name / Room Name / Space Name | No | 106 | 16.785 | 1779.21 | DIVISION 10 - SPECIALTIES |  | Main Building
Plan-MB-10273 | SG-17 ; Women's Prayer Hall | No | 3 | 22.38 | 67.14 | DIVISION 10 - SPECIALTIES |  | Main Building
Plan-MB-10274 | SG-E1 | No | 6 | 22.38 | 134.28 | DIVISION 10 - SPECIALTIES |  | Main Building
Plan-MB-10275 | SG-E2 | No | 1 | 22.38 | 22.38 | DIVISION 10 - SPECIALTIES |  | Main Building
Plan-MB-10276 | K Design, fabricate, supply and install canopy including Aluminum cladded steel channel framed support, typical fixing bolts, etc. complete in all respect as per drawings and to the approval of the Superintendent. M2 392 | M2 | 392 | 50.355 | 19739.16 | DIVISION 10 - SPECIALTIES |  | Main Building
Plan-MB-10277 | b. The Horizontal-Railscaf Type for external façade consist of horizontal monorail access system for inclined section and traversing the cradle of 2m (QTY 3 Nos) & suspended load of 240 Kg. The complete details as mention in the drawings and specification | ITEM | LS | 137637 | 137637 | DIVISION 10 - SPECIALTIES |  | Main Building
Plan-MB-10278 | Builder's work in connection with Façade maintenance unit's installation, including supports, steel ladder ,steel base frame steel railing and steel frame, cradle parking stand, cutting all holes, sleeves and making good complete in all respects. | Item | LS | 5595 | 5595 | DIVISION 10 - SPECIALTIES |  | Main Building
Plan-MB-10279 | DIVISION 11 - EQUIPMENTS SECTION 11170 - WASTE MANAGEMENT STUDY The Contractor shall supply, install, test, calibrate, coordinate, and furnish the following Waste Management System, (Garbage Area West side) complete as per drawings and specifications. |  |  | 128685 | 128685 | DIVISION 11 - EQUIPMENTS |  | Main Building
Plan-MB-10280 |  |  |  | 55950 | 55950 | DIVISION 11 - EQUIPMENTS |  | Main Building
Plan-MB-10281 | INDOOR CYCLING MACHINE | NO |  | 33414.233 | 33414.233 | DIVISION 11 - EQUIPMENTS |  | Main Building
Plan-MB-10282 | Item #1 | ITEM | LS | 39165 | 39165 | DIVISION 11 - EQUIPMENTS |  | Main Building
Plan-MB-10283 | CH - 1 High back chair, padded arms and swivel wooden base | No | 2 | 414.335 | 828.67 | DIVISION 12 - FURNITURES |  | Main Building
Plan-MB-10284 | CH - 1a Low back guest chair with wooden legs and padded arm | No | 4 | 170.204 | 680.816 | DIVISION 12 - FURNITURES |  | Main Building | Furniture
Plan-MB-10285 | CH - 2 High back chair with swivel wooden base and padded arms | No | 10 | 404.939 | 4049.39 | DIVISION 12 - FURNITURES |  | Main Building
Plan-MB-10286 | CH - 3 Low back guest chair with wooden legs and padded arms | No | 20 | 170.196 | 3403.92 | DIVISION 12 - FURNITURES |  | Main Building
Plan-MB-10287 | CH - 4 Low back meeting chair with padded arms and swivel wooden base | No | 40 | 324.224 | 12968.96 | DIVISION 12 - FURNITURES |  | Main Building
Plan-MB-10288 | CH - 5 High back task chair, with tilt lock and seat, arm height adjustment | No | 74 | 427.467 | 31632.558 | DIVISION 12 - FURNITURES |  | Main Building
Plan-MB-10289 | CH - 6 Medium back guest chair with wooden frame and padded arm rest | No | 148 | 170.2 | 25189.6 | DIVISION 12 - FURNITURES |  | Main Building
Plan-MB-10290 | CH - 7 Medium back guest chair with wooden frame and padded arm rest | No | 148 | 170.2 | 25189.6 | DIVISION 12 - FURNITURES |  | Main Building
Plan-MB-10291 | CH - 8 High back task chair, with tilt lock and seat, arm height adjustment | No | 75 | 427.469 | 32060.175 | DIVISION 12 - FURNITURES |  | Main Building
Plan-MB-10292 | CH - 9 Medium back guest chair with wooden frame and padded arm rest | No | 150 | 170.201 | 25530.15 | DIVISION 12 - FURNITURES |  | Main Building
Plan-MB-10293 | CH - 10 High back task chair, with tilt lock and seat, arm height adjustment | No | 145 | 427.464 | 61982.28 | DIVISION 12 - FURNITURES |  | Main Building
Plan-MB-10294 | CH - 11 Auditorium chair | No | 100 | 165.691 | 16569.1 | DIVISION 12 - FURNITURES |  | Main Building
Plan-MB-10295 | CH - 12 High back task chair, with tilt lock and seat, arm height adjustment | No | 174 | 427.47 | 74379.78 | DIVISION 12 - FURNITURES |  | Main Building
Plan-MB-10296 | CH - 13 High back conference chair, swivel wooden base and padded arms | No | 282 | 357.246 | 100743.372 | DIVISION 12 - FURNITURES |  | Main Building
Plan-MB-10297 | CH - 14 Low back cafeteria chair, stackable | No | 248 | 33.472 | 8301.056 | DIVISION 12 - FURNITURES |  | Main Building
Plan-MB-10298 | CH - 15 VIP Cafeteria chair with wooden arms and legs | No | 30 | 55.068 | 1652.04 | DIVISION 12 - FURNITURES |  | Main Building
Plan-MB-10299 | CH - 16 Lecture chair with joined arm rest and writing table | No | 79 | 153.573 | 12132.267 | DIVISION 12 - FURNITURES |  | Main Building
Plan-MB-10300 | CH - 17 High back teacher chair, swivel | No | 5 | 169.621 | 848.105 | DIVISION 12 - FURNITURES |  | Main Building
Plan-MB-10301 | CH - 18 Fully upholstered chair with four wooden legs | No | 34 | 181.794 | 6180.996 | DIVISION 12 - FURNITURES |  | Main Building
Plan-MB-10302 | CH - 19 High back adjustable chair, swivel | No | 1 | 169.621 | 169.621 | DIVISION 12 - FURNITURES |  | Main Building
Plan-MB-10303 | CH - 20 High back task chair, with tilt lock and seat, arm height adjustment | NO | 2 | 427.476 | 854.952 | DIVISION 12 - FURNITURES |  | Main Building
Plan-MB-10304 | CH - 21 Medium back task chair, swivel | NO | 12 | 169.547 | 2034.564 | DIVISION 12 - FURNITURES |  | Main Building
Plan-MB-10305 | DK - 1 Cherry finish, Free standing wooden desk with fine leather arm rest, picture frame moulding and double pedestal | NO | 2 | 591.906 | 1183.812 | DIVISION 12 - FURNITURES |  | Main Building
Plan-MB-10306 | DK - 2 Wooden desk with extension, fine leather arm rest, picture frame moulding and single pedestal | NO | 10 | 591.73 | 5917.3 | DIVISION 12 - FURNITURES |  | Main Building
Plan-MB-10307 | DK - 3 U-shape wooden desk with fine leather arm rest | NO | 74 | 489.535 | 36225.59 | DIVISION 12 - FURNITURES |  | Main Building
Plan-MB-10308 | DK - 4 Walnut veneer, U-shape desk with fine leather arm rest | NO | 75 | 489.544 | 36715.8 | DIVISION 12 - FURNITURES |  | Main Building
Plan-MB-10309 | DK - 5 Walnut natural finish, free standing wooden desk with extension and single wooden pedestal | NO | 145 | 376.56 | 54601.2 | DIVISION 12 - FURNITURES |  | Main Building
Plan-MB-10310 | DK - 6 Free standing desk with double pedestal and extension | NO | 42 | 489.532 | 20560.344 | DIVISION 12 - FURNITURES |  | Main Building
Plan-MB-10311 | DK - 7 Custom made laminated white sand desk All capable are hidden away in sideboards and table tops | NO | 4 | 403.457 | 1613.828 | DIVISION 12 - FURNITURES |  | Main Building
Plan-MB-10312 | DK - 8 Custom made laminated white sand desk | NO | 1 | 968.252 | 968.252 | DIVISION 12 - FURNITURES |  | Main Building
Plan-MB-10313 | CR - 1 Walnut finish, free standing wooden credenza | No | 145 | 349.667 | 50701.715 | DIVISION 12 - FURNITURES |  | Main Building
Plan-MB-10314 | TA - 1 Round Wooden Table with wooden cylinder base | No | 10 | 301.253 | 3012.53 | DIVISION 12 - FURNITURES |  | Main Building
Plan-MB-10315 | TA -2 Round dining table for 8 person with flip top and casters | No | 31 | 242.078 | 7504.418 | DIVISION 12 - FURNITURES |  | Main Building
Plan-MB-10316 | TA - 3 Circular Wooden Dining Table for 10 persons | No | 3 | 478.532 | 1435.596 | DIVISION 12 - FURNITURES |  | Main Building
Plan-MB-10317 | TA - 4 Boat Shaped Wooden Conference Table for 16 persons | No | 12 | 2587.529 | 31050.348 | DIVISION 12 - FURNITURES |  | Main Building
Plan-MB-10318 | TA - 5 Custom made Conference Table for 30 persons | No | 1 | 6455.314 | 6455.314 | DIVISION 12 - FURNITURES |  | Main Building
Plan-MB-10319 | TA - 6 Custom made Conference Table for 30 persons | No | 1 | 5917.297 | 5917.297 | DIVISION 12 - FURNITURES |  | Main Building
Plan-MB-10320 | TA - 7 Round Wooden Table with aluminum legs for 6 persons | No | 3 | 354.85 | 1064.55 | DIVISION 12 - FURNITURES |  | Main Building
Plan-MB-10321 | TA - 8 Round Wooden Table with aluminum legs for 6 persons | No | 16 | 403.457 | 6455.312 | DIVISION 12 - FURNITURES |  | Main Building
Plan-MB-10322 | TL - 1 Rectangular Middle Table with wood veneer in lay top and square legs | No | 2 | 193.696 | 387.392 | DIVISION 12 - FURNITURES |  | Main Building
Plan-MB-10323 | TL - 2 Square wooden side table | No | 4 | 166.75 | 667 | DIVISION 12 - FURNITURES |  | Main Building
Plan-MB-10324 | TL - 3 Middle Wooden Table with four square legs | No | 20 | 177.529 | 3550.58 | DIVISION 12 - FURNITURES |  | Main Building
Plan-MB-10325 | TL - 4 Rectangular Wooden Middle Table | No | 334 | 96.831 | 32341.554 | DIVISION 12 - FURNITURES |  | Main Building
Plan-MB-10326 | TL - 5 Rectangular Wooden Table with straight cut wood legs and shelf | No | 13 | 263.572 | 3426.436 | DIVISION 12 - FURNITURES |  | Main Building
Plan-MB-10327 | TL - 6 Rectangular Side Table with glass top | No | 25 | 231.302 | 5782.55 | DIVISION 12 - FURNITURES |  | Main Building
Plan-MB-10328 | TL - 7 Custom made, wooden curved table | No | 8 | 484.126 | 3873.008 | DIVISION 12 - FURNITURES |  | Main Building
Plan-MB-10329 | TL - 8 Custom made, wooden curved, low table | No | 9 | 134.479 | 1210.311 | DIVISION 12 - FURNITURES |  | Main Building
Plan-MB-10330 | TL - 9 Rectangular Glass top Coffee Table | No | 5 | 268.92 | 1344.6 | DIVISION 12 - FURNITURES |  | Main Building
Plan-MB-10331 | FL - 1 Mechanical Operated Mobile Shelving | No | 3 | 4463.982 | 13391.946 | DIVISION 12 - FURNITURES |  | Main Building
Plan-MB-10332 | FL - 2 Electrical Filling Unit | No | 8 | 1527.836 | 12222.688 | DIVISION 12 - FURNITURES |  | Main Building
Plan-MB-10333 | FL - 3 Five high Lateral file with drawers and keyed locks on each opening | No | 360 | 135.115 | 48641.4 | DIVISION 12 - FURNITURES |  | Main Building
Plan-MB-10334 | SH - 1 Five high, fixed shelves, open cabinet in metallic paint | No | 53 | 258.215 | 13685.395 | DIVISION 12 - FURNITURES |  | Main Building
Plan-MB-10335 | SH - 2 Two hanged doors cabinet with lock | No | 19 | 532.529 | 10118.051 | DIVISION 12 - FURNITURES |  | Main Building
Plan-MB-10336 | SH - 3 Double-face flexible steel shelves | No | 51 | 376.554 | 19204.254 | DIVISION 12 - FURNITURES |  | Main Building
Plan-MB-10337 | BC - 01 Multi doors/drawers wood bookcase | No | 10 | 527.195 | 5271.95 | DIVISION 12 - FURNITURES |  | Main Building
Plan-MB-10338 | BC - 02 Multi doors/drawers and shelves wood bookcase | No | 12 | 580.973 | 6971.676 | DIVISION 12 - FURNITURES |  | Main Building
Plan-MB-10339 | BC - 03 Multi doors/drawers and shelves wood bookcase | No | 30 | 355.047 | 10651.41 | DIVISION 12 - FURNITURES |  | Main Building
Plan-MB-10340 | LS - 1 Single Seater Sofa, fine leather upholstered | No | 4 | 353.708 | 1414.832 | DIVISION 12 - FURNITURES |  | Main Building
Plan-MB-10341 | LS - 2 Triple Seater Sofa, fine leather upholstered | No | 2 | 684.116 | 1368.232 | DIVISION 12 - FURNITURES |  | Main Building
Plan-MB-10342 | LS - 3 Single Seater chair with four wooden legs | No | 290 | 170.2 | 49358 | DIVISION 12 - FURNITURES |  | Main Building
Plan-MB-10343 | LS - 4 Single Seater chair with wooden arm rest and legs | No | 56 | 170.201 | 9531.256 | DIVISION 12 - FURNITURES |  | Main Building
Plan-MB-10344 | LS - 5 Custom made, fully upholstered armless chair | No | 33 | 391.579 | 12922.107 | DIVISION 12 - FURNITURES |  | Main Building
Plan-MB-10345 | LS - 6 Single seater sofa with padded back and arm rest | No | 26 | 318.106 | 8270.756 | DIVISION 12 - FURNITURES |  | Main Building
Plan-MB-10346 | LS - 7 Triple seater sofa with padded back and arm rest | No | 13 | 614.672 | 7990.736 | DIVISION 12 - FURNITURES |  | Main Building
Plan-MB-10347 | LS - 8 Custom made, fully upholstered armless chair | No | 20 | 391.586 | 7831.72 | DIVISION 12 - FURNITURES |  | Main Building
Plan-MB-10348 | LS - 9 Single seater sofa with loose seat and tight back | No | 10 | 353.73 | 3537.3 | DIVISION 12 - FURNITURES |  | Main Building
Plan-MB-10349 | CU - 1 Restaurant Food Counter | No | 3 | 797.159 | 2391.477 | DIVISION 12 - FURNITURES |  | Main Building
Plan-MB-10350 | CU - 2 Clinic Reception Counter | No | 1 | 4411.028 | 4411.028 | DIVISION 12 - FURNITURES |  | Main Building
Plan-MB-10351 | CU - 3 Training Hall Counter | No | 1 | 484.126 | 484.126 | DIVISION 12 - FURNITURES |  | Main Building
Plan-MB-10352 | CU - 4 Library Counter | No | 1 | 4571.814 | 4571.814 | DIVISION 12 - FURNITURES |  | Main Building
Plan-MB-10353 | CU - 5 Auditorium Counter | No | 1 | 537.133 | 537.133 | DIVISION 12 - FURNITURES |  | Main Building
Plan-MB-10354 | CU - 7 Security Counter | No | 1 | 3012.539 | 3012.539 | DIVISION 12 - FURNITURES |  | Main Building
Plan-MB-10355 | CU - 8 Entrance Counter | No | 1 | 2259.404 | 2259.404 | DIVISION 12 - FURNITURES |  | Main Building
Plan-MB-10356 | FCU - 1 Custom made Food Counter | No | 24 | 322.769 | 7746.456 | DIVISION 12 - FURNITURES |  | Main Building
Plan-MB-10357 | FCU - 2 Custom made Food Counter | No | 4 | 726.19 | 2904.76 | DIVISION 12 - FURNITURES |  | Main Building
Plan-MB-10358 | FCU - 3 Custom made Food Counter | No | 2 | 591.906 | 1183.812 | DIVISION 12 - FURNITURES |  | Main Building
Plan-MB-10359 | WS - 1 L-Shape, Melamine Havana Finish Workstation | NO | 132 | 591.739 | 78109.548 | DIVISION 12 - FURNITURES |  | Main Building
Plan-MB-10360 | WS - 2 L-Shape, Melamine Havana Finish Workstation | NO | 12 | 478.752 | 5745.024 | DIVISION 12 - FURNITURES |  | Main Building
Plan-MB-10361 | BE - 01 Wooden Custom Made Bed | NO | 5 | 1237.173 | 6185.865 | DIVISION 12 - FURNITURES |  | Main Building
Plan-MB-10362 | ST - 01 Stretcher | NO | 2 | 106.013 | 212.026 | DIVISION 12 - FURNITURES |  | Main Building
Plan-MB-10363 | CA - 01 Wooden Custom Made Cabinet | NO | 5 | 860.649 | 4303.245 | DIVISION 12 - FURNITURES |  | Main Building
Plan-MB-10364 | WT - 1 | MR | 1102 | 82.575 | 90997.65 | DIVISION 12 - FURNITURES |  | Main Building
Plan-MB-10365 | WT - 2 | MR | 165 | 82.575 | 13624.875 | DIVISION 12 - FURNITURES |  | Main Building
Plan-MB-10366 | WB - 01 Wall Board | NO | 13 | 485.893 | 6316.609 | DIVISION 12 - FURNITURES |  | Main Building
Plan-MB-10367 | WB - 02 Wall Board | NO | 2 | 613.992 | 1227.984 | DIVISION 12 - FURNITURES |  | Main Building
Plan-MB-10368 | ACC - 01 Lectern | NO | 1 | 230.578 | 230.578 | DIVISION 12 - FURNITURES |  | Main Building
Plan-MB-10369 | Provide and fix wall fabric paper as per drawings, | NO | 918 | 38.535 | 35375.13 | DIVISION 12 - FURNITURES |  | Main Building
Plan-MB-10370 | CH - 2 High back chair with swivel wooden base and padded arms | NO | 1 | 404.616 | 404.616 | DIVISION 12 - FURNITURES |  | Main Building
Plan-MB-10371 | CH - 3 Low back guest chair with wooden legs and padded arms | NO | 2 | 170.063 | 340.126 | DIVISION 12 - FURNITURES |  | Main Building
Plan-MB-10372 | CH - 4 Low back meeting chair with padded arms and swivel wooden base | NO | 4 | 324.224 | 1296.896 | DIVISION 12 - FURNITURES |  | Main Building
Plan-MB-10373 | CH - 5 High back task chair, with tilt lock and seat, arm | NO | 4 | 427.365 | 1709.46 | DIVISION 12 - FURNITURES |  | Main Building
Plan-MB-10374 | CH - 6 Medium back guest chair with wooden frame and | NO | 4 | 170.063 | 680.252 | DIVISION 12 - FURNITURES |  | Main Building
Plan-MB-10375 | CH - 7 Medium back guest chair with wooden frame and | NO | 4 | 170.063 | 680.252 | DIVISION 12 - FURNITURES |  | Main Building
Plan-MB-10376 | CH - 8 High back task chair, with tilt lock and seat, arm | NO | 4 | 427.365 | 1709.46 | DIVISION 12 - FURNITURES |  | Main Building
Plan-MB-10377 | CH - 9 Medium back guest chair with wooden frame and | NO | 8 | 170.173 | 1361.384 | DIVISION 12 - FURNITURES |  | Main Building
Plan-MB-10378 | CH - 10 High back task chair, with tilt lock and seat, arm | NO | 7 | 427.459 | 2992.213 | DIVISION 12 - FURNITURES |  | Main Building
Plan-MB-10379 | CH - 11 Auditorium chair | NO | 5 | 165.645 | 828.225 | DIVISION 12 - FURNITURES |  | Main Building
Plan-MB-10380 | CH - 12 High back task chair, with tilt lock and seat, arm | NO | 9 | 427.389 | 3846.501 | DIVISION 12 - FURNITURES |  | Main Building
Plan-MB-10381 | CH - 13 High back conference chair, swivel wooden base | NO | 14 | 357.226 | 5001.164 | DIVISION 12 - FURNITURES |  | Main Building
Plan-MB-10382 | CH - 14 Low back cafeteria chair, stackable | NO | 12 | 33.423 | 401.076 | DIVISION 12 - FURNITURES |  | Main Building
Plan-MB-10383 | CH - 15 VIP Cafeteria chair with wooden arms and legs | NO | 2 | 55.215 | 110.43 | DIVISION 12 - FURNITURES |  | Main Building
Plan-MB-10384 | CH - 16 Lecture chair with joined arm rest and writing table | NO | 4 | 153.498 | 613.992 | DIVISION 12 - FURNITURES |  | Main Building
Plan-MB-10385 | CH - 17 High back teacher chair, swivel | NO | 1 | 168.737 | 168.737 | DIVISION 12 - FURNITURES |  | Main Building
Plan-MB-10386 | DK - 2 Wooden desk with extension, fine leather arm | NO | 1 | 591.023 | 591.023 | DIVISION 12 - FURNITURES |  | Main Building
Plan-MB-10387 | DK - 3 U-shape wooden desk with fine leather arm rest | NO | 2 | 489.428 | 978.856 | DIVISION 12 - FURNITURES |  | Main Building
Plan-MB-10388 | DK - 4 Walnut veneer, U-shape desk with fine leather arm rest | NO | 4 | 489.428 | 1957.712 | DIVISION 12 - FURNITURES |  | Main Building
Plan-MB-10389 | DK - 5 Walnut natural finish, free standing wooden desk with | NO | 4 | 376.567 | 1506.268 | DIVISION 12 - FURNITURES |  | Main Building
Plan-MB-10390 | DK - 6 Free standing desk with double pedestal and extension | NO | 4 | 489.428 | 1957.712 | DIVISION 12 - FURNITURES |  | Main Building
Plan-MB-10391 | TA - 1 Round Wooden Table with wooden cylinder base | NO | 1 | 300.37 | 300.37 | DIVISION 12 - FURNITURES |  | Main Building
Plan-MB-10392 | TA - 2 Round dining table for 8 person with flip top and casters | NO | 2 | 242.064 | 484.128 | DIVISION 12 - FURNITURES |  | Main Building
Plan-MB-10393 | TA - 3 Circular Wooden Dining Table for 10 persosns | NO | 1 | 477.942 | 477.942 | DIVISION 12 - FURNITURES |  | Main Building
Plan-MB-10394 | TA - 4 Boat Shaped Wooden Conference Table for 16 persons | NO | 1 | 2586.719 | 2586.719 | DIVISION 12 - FURNITURES |  | Main Building
Plan-MB-10395 | TL - 3 Middle Wooden Table with four square legs | NO | 1 | 176.688 | 176.688 | DIVISION 12 - FURNITURES |  | Main Building
Plan-MB-10396 | TL - 4 Rectangular Wooden Middle Table | NO | 4 | 96.737 | 386.948 | DIVISION 12 - FURNITURES |  | Main Building
Plan-MB-10397 | SH - 1 Five high, fixed shelves, open cabinet in metallic paint | NO | 2 | 257.965 | 515.93 | DIVISION 12 - FURNITURES |  | Main Building
Plan-MB-10398 | SH - 2 Two hanged doors cabinet with lock | NO | 1 | 532.716 | 532.716 | DIVISION 12 - FURNITURES |  | Main Building
Plan-MB-10399 | SH - 3 Double-face flexible steel shelves | NO | 1 | 376.346 | 376.346 | DIVISION 12 - FURNITURES |  | Main Building
Plan-MB-10400 | BC - 01 Multi doors/drawers wood bookcase | NO | 1 | 526.531 | 526.531 | DIVISION 12 - FURNITURES |  | Main Building
Plan-MB-10401 | BC - 02 Multi doors/drawers and shelves wood bookcase | NO | 1 | 580.422 | 580.422 | DIVISION 12 - FURNITURES |  | Main Building
Plan-MB-10402 | BC - 03 Multi doors/drawers and shelves wood bookcase | NO | 2 | 354.703 | 709.406 | DIVISION 12 - FURNITURES |  | Main Building
Plan-MB-10403 | LS - 3 Single Seater chair with four wooden legs | NO | 10 | 170.151 | 1701.51 | DIVISION 12 - FURNITURES |  | Main Building
Plan-MB-10404 | FCU - 1 Custom made Food Counter | NO | 2 | 322.456 | 644.912 | DIVISION 12 - FURNITURES |  | Main Building
Plan-MB-10405 | FCU - 2 Custom made Food Counter | NO | 1 | 726.19 | 726.19 | DIVISION 12 - FURNITURES |  | Main Building
Plan-MB-10406 | FCU - 3 Custom made Food Counter | NO | 1 | 809.236 | 809.236 | DIVISION 12 - FURNITURES |  | Main Building
Plan-MB-10407 | WS - 1 L-Shape, Melamine Havana Finish Workstation | NO | 7 | 591.654 | 4141.578 | DIVISION 12 - FURNITURES |  | Main Building
Plan-MB-10408 | Stainless Steel Cat ladder etc. complete in all respect. | Item | 4 | 1427.5 | 5710 | DIVISION 12 - FURNITURES |  | Main Building
Plan-MB-10409 | 1/TL, 2/TL, 3/TL, 4/TL & 5/TL respectively. | No | 5 | 642.38 | 3211.9 | DIVISION 12 - FURNITURES |  | Main Building
Plan-MB-10410 | certificate, site inspection and preparation. | Item | LS | 773.23 | 773.23 | DIVISION 12 - FURNITURES |  | Main Building
Plan-MB-10411 | gate valve strainer, float switch complete in all respects. | No | 1 | 2744.51 | 2744.51 | DIVISION 12 - FURNITURES |  | Main Building
Plan-MB-10412 | Diameter 200mm | MR | 350 | 57.1 | 19985 | DIVISION 12 - FURNITURES |  | Main Building
Plan-MB-10413 | Diameter 150mm | MR | 350 | 42.83 | 14990.5 | DIVISION 12 - FURNITURES |  | Main Building
Plan-MB-10414 | Diameter 100mm | MR | 1150 | 33.31 | 38306.5 | DIVISION 12 - FURNITURES |  | Main Building
Plan-MB-10415 | Diameter 80mm | MR | 400 | 28.55 | 11420 | DIVISION 12 - FURNITURES |  | Main Building
Plan-MB-10416 | Diameter 65mm | MR | 350 | 24.98 | 8743 | DIVISION 12 - FURNITURES |  | Main Building
Plan-MB-10417 | Diameter 50mm | MR | 450 | 19.03 | 8563.5 | DIVISION 12 - FURNITURES |  | Main Building
Plan-MB-10418 | Diameter 40mm | MR | 750 | 15.47 | 11602.5 | DIVISION 12 - FURNITURES |  | Main Building
Plan-MB-10419 | Diameter 32mm | MR | 1200 | 10.71 | 12852 | DIVISION 12 - FURNITURES |  | Main Building
Plan-MB-10420 | Diameter 25mm | MR | 3900 | 8.33 | 32487 | DIVISION 12 - FURNITURES |  | Main Building
Plan-MB-10421 | FC-1 | No | 40 | 576.95 | 23078 | DIVISION 13 - SPECIAL CONSTRUCTION (FIRE PROTECTION) |  | Main Building
Plan-MB-10422 | FC-2 | No | 35 | 446.09 | 15613.15 | DIVISION 13 - SPECIAL CONSTRUCTION (FIRE PROTECTION) |  | Main Building
Plan-MB-10423 | FE (5 kg CO2) | No | 35 | 53.53 | 1873.55 | DIVISION 13 - SPECIAL CONSTRUCTION (FIRE PROTECTION) |  | Main Building
Plan-MB-10424 | FEX (9 kg Chemical powder with DPC cartridge) | No | 2 | 41.64 | 83.28 | DIVISION 13 - SPECIAL CONSTRUCTION (FIRE PROTECTION) |  | Main Building
Plan-MB-10425 | reference 1/EFP & 2/EFP respectively. | Set | 1 | 26349.29 | 26349.29 | DIVISION 13 - SPECIAL CONSTRUCTION (FIRE PROTECTION) |  | Main Building
Plan-MB-10426 | reference 3/DFP | No | 1 | 18022.2 | 18022.2 | DIVISION 13 - SPECIAL CONSTRUCTION (FIRE PROTECTION) |  | Main Building
Plan-MB-10427 | and reference 4/JP & 5/JP respectively. | No | 2 | 6970.96 | 13941.92 | DIVISION 13 - SPECIAL CONSTRUCTION (FIRE PROTECTION) |  | Main Building
Plan-MB-10428 | mesh and connection with pumps | Item | LS | 535.31 | 535.31 | DIVISION 13 - SPECIAL CONSTRUCTION (FIRE PROTECTION) |  | Main Building
Plan-MB-10429 | Exhaustin fan with 4500 CFM capacith axial in line 3 kw. | No | 1 | 457.99 | 457.99 | DIVISION 13 - SPECIAL CONSTRUCTION (FIRE PROTECTION) |  | Main Building
Plan-MB-10430 | Upright sprinkler heads | No | 20 | 5.95 | 119 | DIVISION 13 - SPECIAL CONSTRUCTION (FIRE PROTECTION) |  | Main Building
Plan-MB-10431 | Concealed Pendent sprinkler heads | No | 2300 | 7.73 | 17779 | DIVISION 13 - SPECIAL CONSTRUCTION (FIRE PROTECTION) |  | Main Building
Plan-MB-10432 | Concealed Sidewall sprinkler heads | No | 250 | 8.92 | 2230 | DIVISION 13 - SPECIAL CONSTRUCTION (FIRE PROTECTION) |  | Main Building
Plan-MB-10433 | Concealed Zone separation sprinkler heads | No | 50 | 10.11 | 505.5 | DIVISION 13 - SPECIAL CONSTRUCTION (FIRE PROTECTION) |  | Main Building
Plan-MB-10434 | Diameter 150mm | No | 10 | 594.79 | 5947.9 | DIVISION 13 - SPECIAL CONSTRUCTION (FIRE PROTECTION) |  | Main Building
Plan-MB-10435 | Automatic Air vent valve with gate valve. | No | 23 | 11.9 | 273.7 | DIVISION 13 - SPECIAL CONSTRUCTION (FIRE PROTECTION) |  | Main Building
Plan-MB-10436 | including tools as specified in specification. | Item | 1 | 118.96 | 118.96 | DIVISION 13 - SPECIAL CONSTRUCTION (FIRE PROTECTION) |  | Main Building
Plan-MB-10437 | codes, labelling, flow direction marking and tags for valves. | Item | LS | 1962.81 | 1962.81 | DIVISION 13 - SPECIAL CONSTRUCTION (FIRE PROTECTION) |  | Main Building
Plan-MB-10438 | per specification | Item | LS | 2617.08 | 2617.08 | DIVISION 13 - SPECIAL CONSTRUCTION (FIRE PROTECTION) |  | Main Building
Plan-MB-10439 | contract maintenance period. | Item | LS | 2141.25 | 2141.25 | DIVISION 13 - SPECIAL CONSTRUCTION (FIRE PROTECTION) |  | Main Building
Plan-MB-10440 | instructions and maintenance manuals etc. | Item | LS | 951.67 | 951.67 | DIVISION 13 - SPECIAL CONSTRUCTION (FIRE PROTECTION) |  | Main Building
Plan-MB-10441 | equipment and related hydraulic calculations | Item | LS | 1189.58 | 1189.58 | DIVISION 13 - SPECIAL CONSTRUCTION (FIRE PROTECTION) |  | Main Building
Plan-MB-10442 | and Cylinders mounting bracket | No | 1 | 5483.98 | 5483.98 | DIVISION 13 - SPECIAL CONSTRUCTION (FIRE PROTECTION) |  | Main Building
Plan-MB-10443 | Optical smoke detector include wiring ,cabling and connections | No | 3 | 3330.84 | 3330.84 | DIVISION 13 - SPECIAL CONSTRUCTION (FIRE PROTECTION) |  | Main Building
Plan-MB-10444 | control head and Cylinders mounting bracket | No | 1 | 5269.86 | 5269.86 | DIVISION 13 - SPECIAL CONSTRUCTION (FIRE PROTECTION) |  | Main Building
Plan-MB-10445 | Optical smoke detector include wiring, cabling | No | 3 | 3092.92 | 3092.92 | DIVISION 13 - SPECIAL CONSTRUCTION (FIRE PROTECTION) |  | Main Building
Plan-MB-10446 | control head and Cylinders mounting bracket | No | 3 | 14911.44 | 14911.44 | DIVISION 13 - SPECIAL CONSTRUCTION (FIRE PROTECTION) |  | Main Building
Plan-MB-10447 |  |  |  | 7494.38 | 7494.38 | DIVISION 13 - SPECIAL CONSTRUCTION (FIRE PROTECTION) |  | Main Building
Plan-MB-10448 | control head and Cylinders mounting bracket | No | 1 | 4187.34 | 4187.34 | DIVISION 13 - SPECIAL CONSTRUCTION (FIRE PROTECTION) |  | Main Building
Plan-MB-10449 |  |  |  | 1855.75 | 1855.75 | DIVISION 13 - SPECIAL CONSTRUCTION (FIRE PROTECTION) |  | Main Building
Plan-MB-10450 | control head and Cylinders mounting bracket | No | 1 | 5216.33 | 5216.33 | DIVISION 13 - SPECIAL CONSTRUCTION (FIRE PROTECTION) |  | Main Building
Plan-MB-10451 |  |  |  | 2319.69 | 2319.69 | DIVISION 13 - SPECIAL CONSTRUCTION (FIRE PROTECTION) |  | Main Building
Plan-MB-10452 | control head and Cylinders mounting bracket | No | 1 | 5394.76 | 5394.76 | DIVISION 13 - SPECIAL CONSTRUCTION (FIRE PROTECTION) |  | Main Building
Plan-MB-10453 |  |  |  | 1403.71 | 1403.71 | DIVISION 13 - SPECIAL CONSTRUCTION (FIRE PROTECTION) |  | Main Building
Plan-MB-10454 | control head and Cylinders mounting bracket | No | 1 | 4223.02 | 4223.02 | DIVISION 13 - SPECIAL CONSTRUCTION (FIRE PROTECTION) |  | Main Building
Plan-MB-10455 |  |  |  | 1403.71 | 1403.71 | DIVISION 13 - SPECIAL CONSTRUCTION (FIRE PROTECTION) |  | Main Building
Plan-MB-10456 | control head and Cylinders mounting bracket | No | 1 | 4336.03 | 4336.03 | DIVISION 13 - SPECIAL CONSTRUCTION (FIRE PROTECTION) |  | Main Building
Plan-MB-10457 |  |  |  | 1475.08 | 1475.08 | DIVISION 13 - SPECIAL CONSTRUCTION (FIRE PROTECTION) |  | Main Building
Plan-MB-10458 | control head and Cylinders mounting bracket | No | 1 | 4353.88 | 4353.88 | DIVISION 13 - SPECIAL CONSTRUCTION (FIRE PROTECTION) |  | Main Building
Plan-MB-10459 |  |  |  | 1736.79 | 1736.79 | DIVISION 13 - SPECIAL CONSTRUCTION (FIRE PROTECTION) |  | Main Building
Plan-MB-10460 | fixation material, supports and hangers. | Item | LS | 5353.13 | 5353.13 | DIVISION 13 - SPECIAL CONSTRUCTION (FIRE PROTECTION) |  | Main Building
Plan-MB-10461 | Deluge valve with valve release | Item | LS | 416.35 | 416.35 | DIVISION 13 - SPECIAL CONSTRUCTION (FIRE PROTECTION) |  | Main Building
Plan-MB-10462 | Manual control valve of bronze type | Item | LS | 475.83 | 475.83 | DIVISION 13 - SPECIAL CONSTRUCTION (FIRE PROTECTION) |  | Main Building
Plan-MB-10463 | Test connection valve of bronze type | Item | LS | 416.35 | 416.35 | DIVISION 13 - SPECIAL CONSTRUCTION (FIRE PROTECTION) |  | Main Building
Plan-MB-10464 | Open type sprinler heads for foam system | Item | LS | 761.33 | 761.33 | DIVISION 13 - SPECIAL CONSTRUCTION (FIRE PROTECTION) |  | Main Building
Plan-MB-10465 | connectors and alarm | Item | LS | 2498.13 | 2498.13 | DIVISION 13 - SPECIAL CONSTRUCTION (FIRE PROTECTION) |  | Main Building
Plan-MB-10466 | Foam proprtioned | Item | LS | 1070.63 | 1070.63 | DIVISION 13 - SPECIAL CONSTRUCTION (FIRE PROTECTION) |  | Main Building
Plan-MB-10467 | options, discharge manifold, valves, automatic release etc. | Item | LS | 1665.42 | 1665.42 | DIVISION 13 - SPECIAL CONSTRUCTION (FIRE PROTECTION) |  | Main Building
Plan-MB-10468 | panels and connection. | Item | LS | 3866.15 | 3866.15 | DIVISION 13 - SPECIAL CONSTRUCTION (FIRE PROTECTION) |  | Main Building
Plan-MB-10469 | system as per specifications and drawings | Item | LS | 1130.1 | 1130.1 | DIVISION 13 - SPECIAL CONSTRUCTION (FIRE PROTECTION) |  | Main Building
Plan-MB-10470 | all respect | Item | LS | 1605.94 | 1605.94 | DIVISION 13 - SPECIAL CONSTRUCTION (FIRE PROTECTION) |  | Main Building
Plan-MB-10471 | and maintenance manual, etc. | Item | LS | 1094.42 | 1094.42 | DIVISION 13 - SPECIAL CONSTRUCTION (FIRE PROTECTION) |  | Main Building
Plan-MB-10472 | contract maintenance period. | Item | LS | 5643.485 | 5643.485 | DIVISION 13 - SPECIAL CONSTRUCTION (FIRE PROTECTION) |  | Main Building
Plan-MB-10473 | Electric gearless Passenger Elevators No. (PE-1, 3 & 4 ) with | NO | 3 | 235569.748 | 235569.748 | DIVISION 14 - CONVEYING SYSTEMS |  | Main Building
Plan-MB-10474 | with DX Coil | No | 2 | 2852.38 | 5704.76 | DIVISION 15 - MECHANICAL (H.V.A.C.) |  | Main Building
Plan-MB-10475 | AHU-B-02, 4,100 CFM and 121,800 Btu/hr | No | 1 | 1986.86 | 1986.86 | DIVISION 15 - MECHANICAL (H.V.A.C.) |  | Main Building | H.V.A.C
Plan-MB-10476 | AHU-B-03, 4,910 CFM and 137,700 Btu/hr | No | 1 | 2294.4 | 2294.4 | DIVISION 15 - MECHANICAL (H.V.A.C.) |  | Main Building
Plan-MB-10477 | AHU-B-04, 4,230 CFM and 120,300 Btu/hr | No | 1 | 2015.65 | 2015.65 | DIVISION 15 - MECHANICAL (H.V.A.C.) |  | Main Building
Plan-MB-10478 | AHU-G-02, 7,650 CFM and 229,800 Btu/hr | No | 1 | 2317.33 | 2317.33 | DIVISION 15 - MECHANICAL (H.V.A.C.) |  | Main Building
Plan-MB-10479 | AHU-G-03, 12,880 CFM and 430,800 Btu/hr | No | 1 | 3635.58 | 3635.58 | DIVISION 15 - MECHANICAL (H.V.A.C.) |  | Main Building
Plan-MB-10480 | AHU-G-04, 20,490 CFM and 756,300 Btu/hr | No | 1 | 5340.17 | 5340.17 | DIVISION 15 - MECHANICAL (H.V.A.C.) |  | Main Building
Plan-MB-10481 | blower, dust seperator, fresh air louver, filter & motorized damper | No | 2 | 8291.08 | 16582.16 | DIVISION 15 - MECHANICAL (H.V.A.C.) |  | Main Building
Plan-MB-10482 | blower, dust seperator, fresh air louver, filter & motorized damper | No | 2 | 7487.47 | 14974.94 | DIVISION 15 - MECHANICAL (H.V.A.C.) |  | Main Building
Plan-MB-10483 | blower, dust seperator, fresh air louver, filter & motorized damper | No | 2 | 7487.47 | 14974.94 | DIVISION 15 - MECHANICAL (H.V.A.C.) |  | Main Building
Plan-MB-10484 | blower, dust seperator, fresh air louver, filter & motorized damper | No | 2 | 8320.48 | 16640.96 | DIVISION 15 - MECHANICAL (H.V.A.C.) |  | Main Building
Plan-MB-10485 | blower, dust seperator, fresh air louver, filter & motorized damper | No | 2 | 2773.99 | 5547.98 | DIVISION 15 - MECHANICAL (H.V.A.C.) |  | Main Building
Plan-MB-10486 | blower, dust seperator, fresh air louver, filter & motorized damper | No | 2 | 3420.12 | 6840.24 | DIVISION 15 - MECHANICAL (H.V.A.C.) |  | Main Building
Plan-MB-10487 | blower, dust seperator, fresh air louver, filter & motorized damper | No | 2 | 2015.65 | 4031.3 | DIVISION 15 - MECHANICAL (H.V.A.C.) |  | Main Building
Plan-MB-10488 | VAV-B, (0-400 CFM) without reheat | No | 4 | 40.55 | 162.2 | DIVISION 15 - MECHANICAL (H.V.A.C.) |  | Main Building
Plan-MB-10489 | VAV-B, (0-400 CFM) with 1.00kW with reheat | No | 18 | 54.07 | 973.26 | DIVISION 15 - MECHANICAL (H.V.A.C.) |  | Main Building
Plan-MB-10490 | VAV-C, (0-600 CFM) without reheat | No | 30 | 43.25 | 1297.5 | DIVISION 15 - MECHANICAL (H.V.A.C.) |  | Main Building
Plan-MB-10491 | VAV-C, (0-600 CFM) with 1.00kW with reheat | No | 58 | 56.77 | 3292.66 | DIVISION 15 - MECHANICAL (H.V.A.C.) |  | Main Building
Plan-MB-10492 | VAV-D, (0-800 CFM) without reheat | No | 24 | 43.25 | 1038 | DIVISION 15 - MECHANICAL (H.V.A.C.) |  | Main Building
Plan-MB-10493 | VAV-D, (0-800 CFM) with 1.50kW with reheat | No | 38 | 60.83 | 2311.54 | DIVISION 15 - MECHANICAL (H.V.A.C.) |  | Main Building
Plan-MB-10494 | VAV-E, (0-1000 CFM) without reheat | No | 18 | 47.31 | 851.58 | DIVISION 15 - MECHANICAL (H.V.A.C.) |  | Main Building
Plan-MB-10495 | VAV-E, (0-1000 CFM) with 1.5kW with reheat | No | 24 | 60.83 | 1459.92 | DIVISION 15 - MECHANICAL (H.V.A.C.) |  | Main Building
Plan-MB-10496 | VAV-F, (0-1200 CFM) without reheat | No | 29 | 47.31 | 1371.99 | DIVISION 15 - MECHANICAL (H.V.A.C.) |  | Main Building
Plan-MB-10497 | VAV-F, (0-1200 CFM) with 2.00kW with reheat | No | 24 | 67.59 | 1622.16 | DIVISION 15 - MECHANICAL (H.V.A.C.) |  | Main Building
Plan-MB-10498 | VAV-G, (0-1400 CFM) without reheat | No | 21 | 54.07 | 1135.47 | DIVISION 15 - MECHANICAL (H.V.A.C.) |  | Main Building
Plan-MB-10499 | VAV-H, (0-1600 CFM) without reheat | No | 15 | 74.34 | 1115.1 | DIVISION 15 - MECHANICAL (H.V.A.C.) |  | Main Building
Plan-MB-10500 | VAV-H, (0-1600 CFM) with 2.5kW with reheat | No | 12 | 94.62 | 1135.44 | DIVISION 15 - MECHANICAL (H.V.A.C.) |  | Main Building
Plan-MB-10501 | VAV-I, (0-1800 CFM) without reheat | No | 5 | 90.51 | 452.55 | DIVISION 15 - MECHANICAL (H.V.A.C.) |  | Main Building
Plan-MB-10502 | VAV-I (0-1800 CFM) with 2.5kW with reheat | No | 8 | 114.9 | 919.2 | DIVISION 15 - MECHANICAL (H.V.A.C.) |  | Main Building
Plan-MB-10503 | VAV-J (0-2000 CFM) without reheat | No | 14 | 101.38 | 1419.32 | DIVISION 15 - MECHANICAL (H.V.A.C.) |  | Main Building
Plan-MB-10504 | VAV-J (0-2000 CFM) with 3.0kW with reheat | No | 12 | 121.66 | 1459.92 | DIVISION 15 - MECHANICAL (H.V.A.C.) |  | Main Building
Plan-MB-10505 | drop | Item | LS | 8534.03 | 8534.03 | DIVISION 15 - MECHANICAL (H.V.A.C.) |  | Main Building
Plan-MB-10506 | CTA-03, 330-410 CFM | No | 1 | 51.72 | 51.72 | DIVISION 15 - MECHANICAL (H.V.A.C.) |  | Main Building
Plan-MB-10507 | CTA-04, 410-500 CFM | No | 3 | 67.23 | 201.69 | DIVISION 15 - MECHANICAL (H.V.A.C.) |  | Main Building
Plan-MB-10508 | CTA-05, 500-580 CFM | No | 11 | 77.58 | 853.38 | DIVISION 15 - MECHANICAL (H.V.A.C.) |  | Main Building
Plan-MB-10509 | CTA-06, 580-660 CFM | No | 9 | 80.16 | 721.44 | DIVISION 15 - MECHANICAL (H.V.A.C.) |  | Main Building
Plan-MB-10510 | CTA-07, 660-750 CFM | No | 13 | 80.16 | 1042.08 | DIVISION 15 - MECHANICAL (H.V.A.C.) |  | Main Building
Plan-MB-10511 | CTA-08, 750-830 CFM | No | 13 | 80.16 | 1042.08 | DIVISION 15 - MECHANICAL (H.V.A.C.) |  | Main Building
Plan-MB-10512 | CTA-09, 830-910 CFM | No | 3 | 84.04 | 252.12 | DIVISION 15 - MECHANICAL (H.V.A.C.) |  | Main Building
Plan-MB-10513 | CTA-10, 910-1000 CFM | No | 8 | 84.04 | 672.32 | DIVISION 15 - MECHANICAL (H.V.A.C.) |  | Main Building
Plan-MB-10514 | FCU-B-01, 550 CFM, 15,300 BTU/hr | No | 1 | 151.28 | 151.28 | DIVISION 15 - MECHANICAL (H.V.A.C.) |  | Main Building
Plan-MB-10515 | FCU-B-02, 940 CFM, 19,200 BTU/hr | No | 2 | 232.74 | 465.48 | DIVISION 15 - MECHANICAL (H.V.A.C.) |  | Main Building
Plan-MB-10516 | FCU-B-03, 1,020 CFM, 23,400 BTU/hr | No | 2 | 232.74 | 465.48 | DIVISION 15 - MECHANICAL (H.V.A.C.) |  | Main Building
Plan-MB-10517 | FCU-B-04, 520 CFM, 12,000 BTU/hr | No | 1 | 151.28 | 151.28 | DIVISION 15 - MECHANICAL (H.V.A.C.) |  | Main Building
Plan-MB-10518 | FCU-B-05, 730 CFM, 18,900 BTU/hr | No | 1 | 226.92 | 226.92 | DIVISION 15 - MECHANICAL (H.V.A.C.) |  | Main Building
Plan-MB-10519 | FCU-B-06, 750 CFM, 20,100 BTU/hr | No | 2 | 226.92 | 453.84 | DIVISION 15 - MECHANICAL (H.V.A.C.) |  | Main Building
Plan-MB-10520 | FCU-B-07, 1310 CFM, 29,700 BTU/hr | No | 1 | 290.93 | 290.93 | DIVISION 15 - MECHANICAL (H.V.A.C.) |  | Main Building
Plan-MB-10521 | heating coil. | No | 1 | 145.99 | 145.99 | DIVISION 15 - MECHANICAL (H.V.A.C.) |  | Main Building
Plan-MB-10522 | heating coil | No | 1 | 114.25 | 114.25 | DIVISION 15 - MECHANICAL (H.V.A.C.) |  | Main Building
Plan-MB-10523 | heating coil | No | 1 | 114.25 | 114.25 | DIVISION 15 - MECHANICAL (H.V.A.C.) |  | Main Building
Plan-MB-10524 | heating coil | No | 1 | 139.91 | 139.91 | DIVISION 15 - MECHANICAL (H.V.A.C.) |  | Main Building
Plan-MB-10525 | heating coil | No | 1 | 139.91 | 139.91 | DIVISION 15 - MECHANICAL (H.V.A.C.) |  | Main Building
Plan-MB-10526 | FCU-R-01, 640 CFM, 12,900 BTU/hr | No | 2 | 221.1 | 442.2 | DIVISION 15 - MECHANICAL (H.V.A.C.) |  | Main Building
Plan-MB-10527 | FCU-R-02, 520 CFM, 10,500 BTU/hr | No | 1 | 151.28 | 151.28 | DIVISION 15 - MECHANICAL (H.V.A.C.) |  | Main Building
Plan-MB-10528 | FCU-R-03, 520 CFM, 10,500 BTU/hr | No | 1 | 158.16 | 158.16 | DIVISION 15 - MECHANICAL (H.V.A.C.) |  | Main Building
Plan-MB-10529 | Kw 1.00 for FCU(s) | No | 5 | 8049.14 | 8049.14 | DIVISION 15 - MECHANICAL (H.V.A.C.) |  | Main Building
Plan-MB-10530 | EE-B-01, Van axial, 15,000 CFM | No | 4 | 1124.94 | 4499.76 | DIVISION 15 - MECHANICAL (H.V.A.C.) |  | Main Building
Plan-MB-10531 | EE-B-02, Centrifugal inline, 530 CFM | No | 1 | 70.29 | 70.29 | DIVISION 15 - MECHANICAL (H.V.A.C.) |  | Main Building
Plan-MB-10532 | EF-G-01, Van axial, 1,900 CFM | No | 6 | 362.05 | 2172.3 | DIVISION 15 - MECHANICAL (H.V.A.C.) |  | Main Building
Plan-MB-10533 | ES-B-01, Van axial, 15,000 CFM | No | 4 | 646.51 | 2586.04 | DIVISION 15 - MECHANICAL (H.V.A.C.) |  | Main Building
Plan-MB-10534 | FA-B-01, Van axial, 1,150 CFM with filter box | No | 1 | 129.3 | 129.3 | DIVISION 15 - MECHANICAL (H.V.A.C.) |  | Main Building
Plan-MB-10535 | and motorized ON/OFF damper | No | 1 | 450.5 | 450.5 | DIVISION 15 - MECHANICAL (H.V.A.C.) |  | Main Building
Plan-MB-10536 | and motorized ON/OFF damper | No | 1 | 174.56 | 174.56 | DIVISION 15 - MECHANICAL (H.V.A.C.) |  | Main Building
Plan-MB-10537 | and motorized ON/OFF damper | No | 1 | 675.9 | 675.9 | DIVISION 15 - MECHANICAL (H.V.A.C.) |  | Main Building
Plan-MB-10538 | and motorized ON/OFF damper | No | 1 | 473.13 | 473.13 | DIVISION 15 - MECHANICAL (H.V.A.C.) |  | Main Building
Plan-MB-10539 | LE-G-02, wall mounted, 225 CFM | No | 1 | 47.31 | 47.31 | DIVISION 15 - MECHANICAL (H.V.A.C.) |  | Main Building
Plan-MB-10540 | VE-R-01, Duct mounted twin cabinet, 610 CFM | No | 1 | 337.95 | 337.95 | DIVISION 15 - MECHANICAL (H.V.A.C.) |  | Main Building
Plan-MB-10541 | KE-R-01A, Van axial, 13,000 CFM | No | 1 | 581.86 | 581.86 | DIVISION 15 - MECHANICAL (H.V.A.C.) |  | Main Building
Plan-MB-10542 | KE-R-01B, Van axial, 4,500 CFM | No | 1 | 491.35 | 491.35 | DIVISION 15 - MECHANICAL (H.V.A.C.) |  | Main Building
Plan-MB-10543 | KE-R-02, Van axial, 510 CFM | No | 1 | 114.9 | 114.9 | DIVISION 15 - MECHANICAL (H.V.A.C.) |  | Main Building
Plan-MB-10544 | KE-R-03, Van axial, 420 CFM | No | 1 | 114.9 | 114.9 | DIVISION 15 - MECHANICAL (H.V.A.C.) |  | Main Building
Plan-MB-10545 | KE-R-04, Van axial, 270 CFM | No | 1 | 84.63 | 84.63 | DIVISION 15 - MECHANICAL (H.V.A.C.) |  | Main Building
Plan-MB-10546 | KE-R-05, Van axial, 180 CFM | No | 1 | 73.35 | 73.35 | DIVISION 15 - MECHANICAL (H.V.A.C.) |  | Main Building
Plan-MB-10547 | KE-R-06, Van axial, 130 CFM | No | 1 | 73.35 | 73.35 | DIVISION 15 - MECHANICAL (H.V.A.C.) |  | Main Building
Plan-MB-10548 | TE-R-01, Duct mounted twin cabinet, 1,970 CFM | No | 1 | 474.11 | 474.11 | DIVISION 15 - MECHANICAL (H.V.A.C.) |  | Main Building
Plan-MB-10549 | TE-R-02, Duct mounted twin cabinet, 1,210 CFM | No | 1 | 474.11 | 474.11 | DIVISION 15 - MECHANICAL (H.V.A.C.) |  | Main Building
Plan-MB-10550 | TE-R-03, Duct mounted twin cabinet, 1,180 CFM | No | 1 | 474.11 | 474.11 | DIVISION 15 - MECHANICAL (H.V.A.C.) |  | Main Building
Plan-MB-10551 | TE-R-04, Duct mounted twin cabinet, 920 CFM | No | 1 | 456.33 | 456.33 | DIVISION 15 - MECHANICAL (H.V.A.C.) |  | Main Building
Plan-MB-10552 | TE-R-05, Duct mounted twin cabinet, 860 CFM | No | 1 | 456.33 | 456.33 | DIVISION 15 - MECHANICAL (H.V.A.C.) |  | Main Building
Plan-MB-10553 | TE-R-06, Duct mounted twin cabinet, 720 CFM | No | 1 | 456.33 | 456.33 | DIVISION 15 - MECHANICAL (H.V.A.C.) |  | Main Building
Plan-MB-10554 | TE-R-07, Duct mounted twin cabinet, 730 CFM | No | 1 | 456.33 | 456.33 | DIVISION 15 - MECHANICAL (H.V.A.C.) |  | Main Building
Plan-MB-10555 | TE-R-08, Duct mounted twin cabinet, 780 CFM | No | 1 | 456.33 | 456.33 | DIVISION 15 - MECHANICAL (H.V.A.C.) |  | Main Building
Plan-MB-10556 | TE-R-09, Duct mounted twin cabinet, 400 CFM | No | 1 | 444.48 | 444.48 | DIVISION 15 - MECHANICAL (H.V.A.C.) |  | Main Building
Plan-MB-10557 | TE-R-10, Duct mounted twin cabinet, 820 CFM | No | 1 | 456.33 | 456.33 | DIVISION 15 - MECHANICAL (H.V.A.C.) |  | Main Building
Plan-MB-10558 | TE-R-11, Duct mounted twin cabinet, 260 CFM | No | 1 | 414.84 | 414.84 | DIVISION 15 - MECHANICAL (H.V.A.C.) |  | Main Building
Plan-MB-10559 | TE-R-12, Duct mounted twin cabinet, 280 CFM | No | 1 | 414.84 | 414.84 | DIVISION 15 - MECHANICAL (H.V.A.C.) |  | Main Building
Plan-MB-10560 | SE-B-01, Van axial, 15,000 CFM | No | 2 | 1043.04 | 2086.08 | DIVISION 15 - MECHANICAL (H.V.A.C.) |  | Main Building
Plan-MB-10561 | SE-R-01, Van axial, 27,000 CFM | No | 12 | 1481.6 | 17779.2 | DIVISION 15 - MECHANICAL (H.V.A.C.) |  | Main Building
Plan-MB-10562 | SS-B-01, Van axial, 7,500 CFM | No | 2 | 592.64 | 1185.28 | DIVISION 15 - MECHANICAL (H.V.A.C.) |  | Main Building
Plan-MB-10563 | SS-R-01, Van axial, 7,500 CFM | No | 2 | 592.64 | 1185.28 | DIVISION 15 - MECHANICAL (H.V.A.C.) |  | Main Building
Plan-MB-10564 | CU-B-01/AHU-B-01, 5,180 CFM, 170,400 Btu/hr | No | 2 | 2346.85 | 4693.7 | DIVISION 15 - MECHANICAL (H.V.A.C.) |  | Main Building
Plan-MB-10565 | MS-R-01, 24,000 Btu/hr, 1000 CFM (Wall mounted) | No | 1 | 303.59 | 303.59 | DIVISION 15 - MECHANICAL (H.V.A.C.) |  | Main Building
Plan-MB-10566 | MS-R-02, 24,000 Btu/hr, 1000 CFM (wall mounted) | No | 2 | 303.59 | 607.18 | DIVISION 15 - MECHANICAL (H.V.A.C.) |  | Main Building
Plan-MB-10567 | MS-R-03, 21,000 Btu/hr, 880 CFM (wall mounted) | No | 1 | 285 | 285 | DIVISION 15 - MECHANICAL (H.V.A.C.) |  | Main Building
Plan-MB-10568 | MS-R-04, 21,000 Btu/hr, 880 CFM (wall mounted) | No | 1 | 285 | 285 | DIVISION 15 - MECHANICAL (H.V.A.C.) |  | Main Building
Plan-MB-10569 | MS-R-05, 21,000 Btu/hr, 880 CFM (wall mounted) | No | 1 | 285 | 285 | DIVISION 15 - MECHANICAL (H.V.A.C.) |  | Main Building
Plan-MB-10570 | Btu/hr with humidifier and heating coil. | No | 3 | 15387.11 | 46161.33 | DIVISION 15 - MECHANICAL (H.V.A.C.) |  | Main Building
Plan-MB-10571 | CU-VR-01 of capacity each 78,600 Btu/hr. | No | 1 | 15432.37 | 15432.37 | DIVISION 15 - MECHANICAL (H.V.A.C.) |  | Main Building
Plan-MB-10572 | FCU-VR-03-02, 1,375 CFM, 47,700 Btu/hr | No | 1 | 11223.54 | 11223.54 | DIVISION 15 - MECHANICAL (H.V.A.C.) |  | Main Building
Plan-MB-10573 | Blast and gas tight SO-1 Single Wing 1800 x 2000 | No | 1 | 180000 | 180000 | DIVISION 15 - MECHANICAL (H.V.A.C.) |  | Main Building
Plan-MB-10574 | 12 Inch diameter pipe | MR | 28 | 56.42 | 1579.76 | DIVISION 15 - MECHANICAL (H.V.A.C.) |  | Main Building
Plan-MB-10575 | 6 Inch diameter pipe | MR | 8 | 18.59 | 148.72 | DIVISION 15 - MECHANICAL (H.V.A.C.) |  | Main Building
Plan-MB-10576 | 4 Inch diameter pipe | MR | 16 | 9.87 | 157.92 | DIVISION 15 - MECHANICAL (H.V.A.C.) |  | Main Building
Plan-MB-10577 | and supports as described. | MR | 320 | 2.7 | 864 | DIVISION 15 - MECHANICAL (H.V.A.C.) |  | Main Building
Plan-MB-10578 | necessary pipe connection | Item | LS | 1410.58 | 1410.58 | DIVISION 15 - MECHANICAL (H.V.A.C.) |  | Main Building
Plan-MB-10579 | as described. | MR | 150 | 4.2 | 630 | DIVISION 15 - MECHANICAL (H.V.A.C.) |  | Main Building
Plan-MB-10580 | 12 Inch diameter pipe | MR | 40 | 56.6 | 2264 | DIVISION 15 - MECHANICAL (H.V.A.C.) |  | Main Building
Plan-MB-10581 | 10 Inch diameter pipe | MR | 20 | 42.31 | 846.2 | DIVISION 15 - MECHANICAL (H.V.A.C.) |  | Main Building
Plan-MB-10582 | 8 Inch diameter pipe | MR | 185 | 29.97 | 5544.45 | DIVISION 15 - MECHANICAL (H.V.A.C.) |  | Main Building
Plan-MB-10583 | 6 Inch diameter pipe | MR | 630 | 18.59 | 11711.7 | DIVISION 15 - MECHANICAL (H.V.A.C.) |  | Main Building
Plan-MB-10584 | 4 Inch diameter pipe | MR | 160 | 10.86 | 1737.6 | DIVISION 15 - MECHANICAL (H.V.A.C.) |  | Main Building
Plan-MB-10585 | 3 Inch diameter pipe | MR | 230 | 7.57 | 1741.1 | DIVISION 15 - MECHANICAL (H.V.A.C.) |  | Main Building
Plan-MB-10586 | 2-1/2 Inch diameter pipe | MR | 180 | 5.92 | 1065.6 | DIVISION 15 - MECHANICAL (H.V.A.C.) |  | Main Building
Plan-MB-10587 | 2 Inch diameter pipe | MR | 130 | 3.86 | 501.8 | DIVISION 15 - MECHANICAL (H.V.A.C.) |  | Main Building
Plan-MB-10588 | 1-1/2 Inch diameter pipe | MR | 150 | 3.29 | 493.5 | DIVISION 15 - MECHANICAL (H.V.A.C.) |  | Main Building
Plan-MB-10589 | 1-1/4 Inch diameter pipe | MR | 40 | 2.46 | 98.4 | DIVISION 15 - MECHANICAL (H.V.A.C.) |  | Main Building
Plan-MB-10590 | 1 Inch diameter pipe | MR | 180 | 1.82 | 327.6 | DIVISION 15 - MECHANICAL (H.V.A.C.) |  | Main Building
Plan-MB-10591 | 6 Inch diameter gate valve | No | 24 | 172.67 | 4144.08 | DIVISION 15 - MECHANICAL (H.V.A.C.) |  | Main Building
Plan-MB-10592 | 4 Inch diameter gate valve | No | 12 | 79.81 | 957.72 | DIVISION 15 - MECHANICAL (H.V.A.C.) |  | Main Building
Plan-MB-10593 | 3 Inch diameter gate valve | No | 20 | 58.83 | 1176.6 | DIVISION 15 - MECHANICAL (H.V.A.C.) |  | Main Building
Plan-MB-10594 | 2-1/2 Inch diameter gate valve | No | 20 | 42.31 | 846.2 | DIVISION 15 - MECHANICAL (H.V.A.C.) |  | Main Building
Plan-MB-10595 | 2 Inch diameter gate valve | No | 12 | 21.58 | 258.96 | DIVISION 15 - MECHANICAL (H.V.A.C.) |  | Main Building
Plan-MB-10596 | 1-1/4 Inch diameter gate valve | No | 12 | 14.1 | 169.2 | DIVISION 15 - MECHANICAL (H.V.A.C.) |  | Main Building
Plan-MB-10597 | 1 Inch diameter gate valve | No | 130 | 6.77 | 880.1 | DIVISION 15 - MECHANICAL (H.V.A.C.) |  | Main Building
Plan-MB-10598 | 6 Inch diameter globe valve | No | 6 | 234.15 | 1404.9 | DIVISION 15 - MECHANICAL (H.V.A.C.) |  | Main Building
Plan-MB-10599 | 4 Inch diameter globe valve | No | 3 | 119.89 | 359.67 | DIVISION 15 - MECHANICAL (H.V.A.C.) |  | Main Building
Plan-MB-10600 | 3 Inch diameter globe valve | No | 5 | 80.4 | 402 | DIVISION 15 - MECHANICAL (H.V.A.C.) |  | Main Building
Plan-MB-10601 | 2-1/2 Inch diameter globe valve | No | 5 | 70.52 | 352.6 | DIVISION 15 - MECHANICAL (H.V.A.C.) |  | Main Building
Plan-MB-10602 | 2 Inch diameter globe valve | No | 3 | 59.24 | 177.72 | DIVISION 15 - MECHANICAL (H.V.A.C.) |  | Main Building
Plan-MB-10603 | 6 Inch diameter constant flow valve set | No | 6 | 276.97 | 1661.82 | DIVISION 15 - MECHANICAL (H.V.A.C.) |  | Main Building
Plan-MB-10604 | 4 Inch diameter constant flow valve set | No | 3 | 152.81 | 458.43 | DIVISION 15 - MECHANICAL (H.V.A.C.) |  | Main Building
Plan-MB-10605 | 3 Inch diamete constant flow valve | No | 5 | 132.94 | 664.7 | DIVISION 15 - MECHANICAL (H.V.A.C.) |  | Main Building
Plan-MB-10606 | 2-1/2 Inch diameter constant flow valve | No | 5 | 114.61 | 573.05 | DIVISION 15 - MECHANICAL (H.V.A.C.) |  | Main Building
Plan-MB-10607 | 2 Inch diameter constant flow valve | No | 3 | 68.76 | 206.28 | DIVISION 15 - MECHANICAL (H.V.A.C.) |  | Main Building
Plan-MB-10608 | 1-1/4 Inch diameter constant flow valve | No | 3 | 38.2 | 114.6 | DIVISION 15 - MECHANICAL (H.V.A.C.) |  | Main Building
Plan-MB-10609 | 1 Inch diameter constant flow valve set | No | 16 | 25.21 | 403.36 | DIVISION 15 - MECHANICAL (H.V.A.C.) |  | Main Building
Plan-MB-10610 | 6 Inch diameter 3 way motorized control valve | No | 6 | 726.45 | 4358.7 | DIVISION 15 - MECHANICAL (H.V.A.C.) |  | Main Building
Plan-MB-10611 | 4 Inch diameter 3 way motorized control valve | No | 3 | 521.91 | 1565.73 | DIVISION 15 - MECHANICAL (H.V.A.C.) |  | Main Building
Plan-MB-10612 | 3 Inch diameter 3 way motorized control valve | No | 5 | 394.96 | 1974.8 | DIVISION 15 - MECHANICAL (H.V.A.C.) |  | Main Building
Plan-MB-10613 | 2-1/2 Inch diaemter 3 way motorized control valve | No | 5 | 331.48 | 1657.4 | DIVISION 15 - MECHANICAL (H.V.A.C.) |  | Main Building
Plan-MB-10614 | 2 Inch diameter 3 way motorized control valve | No | 3 | 162.21 | 486.63 | DIVISION 15 - MECHANICAL (H.V.A.C.) |  | Main Building
Plan-MB-10615 | 1-1/4 Inch diameter 3 way motorized control valve | No | 3 | 128.36 | 385.08 | DIVISION 15 - MECHANICAL (H.V.A.C.) |  | Main Building
Plan-MB-10616 | 1 Inch diameter 3 way motorized control valve | No | 16 | 126.95 | 2031.2 | DIVISION 15 - MECHANICAL (H.V.A.C.) |  | Main Building
Plan-MB-10617 | 6 Inch diameter strainer | No | 6 | 129.89 | 779.34 | DIVISION 15 - MECHANICAL (H.V.A.C.) |  | Main Building
Plan-MB-10618 | 4 Inch diameter strainer | No | 3 | 60.65 | 181.95 | DIVISION 15 - MECHANICAL (H.V.A.C.) |  | Main Building
Plan-MB-10619 | 3 Inch diameter strainer | No | 5 | 44.08 | 220.4 | DIVISION 15 - MECHANICAL (H.V.A.C.) |  | Main Building
Plan-MB-10620 | 2-1/2 Inch diameter strainer | No | 5 | 42.31 | 211.55 | DIVISION 15 - MECHANICAL (H.V.A.C.) |  | Main Building
Plan-MB-10621 | 2 Inch diameter strainer | No | 3 | 35.26 | 105.78 | DIVISION 15 - MECHANICAL (H.V.A.C.) |  | Main Building
Plan-MB-10622 | 1-1/4 Inch diameter strainer | No | 3 | 22.56 | 67.68 | DIVISION 15 - MECHANICAL (H.V.A.C.) |  | Main Building
Plan-MB-10623 | 1 Inch diameter strainer | No | 16 | 16.92 | 270.72 | DIVISION 15 - MECHANICAL (H.V.A.C.) |  | Main Building
Plan-MB-10624 | required accessories. | Item | LS | 3526.45 | 3526.45 | DIVISION 15 - MECHANICAL (H.V.A.C.) |  | Main Building
Plan-MB-10625 | Automatic air vent valve with gate valve. | No | 20 | 21.15 | 423 | DIVISION 15 - MECHANICAL (H.V.A.C.) |  | Main Building
Plan-MB-10626 | 6 Inch diameter flexible connection | No | 12 | 38.2 | 458.4 | DIVISION 15 - MECHANICAL (H.V.A.C.) |  | Main Building
Plan-MB-10627 | 4 Inch diameter flexible connection | No | 6 | 27.5 | 165 | DIVISION 15 - MECHANICAL (H.V.A.C.) |  | Main Building
Plan-MB-10628 | 3 Inch diameter flexible connection | No | 10 | 22.92 | 229.2 | DIVISION 15 - MECHANICAL (H.V.A.C.) |  | Main Building
Plan-MB-10629 | 2-1/2 Inch diameter flexible connection | No | 10 | 18.33 | 183.3 | DIVISION 15 - MECHANICAL (H.V.A.C.) |  | Main Building
Plan-MB-10630 | 2 Inch diameter flexible connection | No | 6 | 18.33 | 109.98 | DIVISION 15 - MECHANICAL (H.V.A.C.) |  | Main Building
Plan-MB-10631 | 1-1/4 Inch diameter flexible connection | No | 6 | 12.69 | 76.14 | DIVISION 15 - MECHANICAL (H.V.A.C.) |  | Main Building
Plan-MB-10632 | 1 Inch diameter flexible connection | No | 32 | 12.16 | 389.12 | DIVISION 15 - MECHANICAL (H.V.A.C.) |  | Main Building
Plan-MB-10633 | the drawings and technical specification. | No | 82 | 10.28 | 842.96 | DIVISION 15 - MECHANICAL (H.V.A.C.) |  | Main Building
Plan-MB-10634 | Pressure differential gauges for filters as required. | Item | 22 | 35.26 | 775.72 | DIVISION 15 - MECHANICAL (H.V.A.C.) |  | Main Building
Plan-MB-10635 | valve and as required. | No | 82 | 14.69 | 1204.58 | DIVISION 15 - MECHANICAL (H.V.A.C.) |  | Main Building
Plan-MB-10636 | accessories and as required. | Item | LS | 2821.16 | 2821.16 | DIVISION 15 - MECHANICAL (H.V.A.C.) |  | Main Building
Plan-MB-10637 | shown on drawings and as per specification. | TON | 80 | 1176.66 | 94132.8 | DIVISION 15 - MECHANICAL (H.V.A.C.) |  | Main Building
Plan-MB-10638 | Dia. 14 inch | MR | 300 | 4.05 | 1215 | DIVISION 15 - MECHANICAL (H.V.A.C.) |  | Main Building
Plan-MB-10639 | Dia. 12 inch | MR | 8 | 3.71 | 29.68 | DIVISION 15 - MECHANICAL (H.V.A.C.) |  | Main Building
Plan-MB-10640 | Dia. 10 inch | MR | 473 | 3.58 | 1693.34 | DIVISION 15 - MECHANICAL (H.V.A.C.) |  | Main Building
Plan-MB-10641 | Dia. 8 inch | MR | 190 | 3.37 | 640.3 | DIVISION 15 - MECHANICAL (H.V.A.C.) |  | Main Building
Plan-MB-10642 | in specification. | TON | 7.2 | 8816.1 | 63475.92 | DIVISION 15 - MECHANICAL (H.V.A.C.) |  | Main Building
Plan-MB-10643 | joints, seams, heatproof sealant etc. | M2 | 480 | 18.1 | 8688 | DIVISION 15 - MECHANICAL (H.V.A.C.) |  | Main Building
Plan-MB-10644 | 1500mm diameter duct | MR | 6 | 32090.78 | 32090.78 | DIVISION 15 - MECHANICAL (H.V.A.C.) |  | Main Building
Plan-MB-10645 | Oval 1800x600mm | MR | 8 | 102443.65 | 102443.65 | DIVISION 15 - MECHANICAL (H.V.A.C.) |  | Main Building
Plan-MB-10646 | Size 2000x750mm | No | 1 | 28317.47 | 28317.47 | DIVISION 15 - MECHANICAL (H.V.A.C.) |  | Main Building
Plan-MB-10647 | Size 750x350mm | No | 1 | 1803.78 | 1803.78 | DIVISION 15 - MECHANICAL (H.V.A.C.) |  | Main Building
Plan-MB-10648 | superintendents. | Item | LS | 15516.42 | 15516.42 | DIVISION 15 - MECHANICAL (H.V.A.C.) |  | Main Building
Plan-MB-10649 | Size 4000x2100mm | No | 1 | 16292.24 | 16292.24 | DIVISION 15 - MECHANICAL (H.V.A.C.) |  | Main Building
Plan-MB-10650 | Size 4000x800mm | No | 8 | 24438.36 | 24438.36 | DIVISION 15 - MECHANICAL (H.V.A.C.) |  | Main Building
Plan-MB-10651 | wiring, connection with AHU(s) control and BAS | Item | LS | 9697.76 | 9697.76 | DIVISION 15 - MECHANICAL (H.V.A.C.) |  | Main Building
Plan-MB-10652 | control and BAS. | No | 56 | 323.25 | 18102 | DIVISION 15 - MECHANICAL (H.V.A.C.) |  | Main Building
Plan-MB-10653 | Size 4000x800mm | No | 8 | 916.87 | 7334.96 | DIVISION 15 - MECHANICAL (H.V.A.C.) |  | Main Building
Plan-MB-10654 | and any exposed to view. | M3 | 15750 | 7.4 | 116550 | DIVISION 15 - MECHANICAL (H.V.A.C.) |  | Main Building
Plan-MB-10655 | For 12\" diameter pipe | MR | 40 | 9.87 | 394.8 | DIVISION 15 - MECHANICAL (H.V.A.C.) |  | Main Building
Plan-MB-10656 | For 10\" diameter pipe | MR | 20 | 9.25 | 185 | DIVISION 15 - MECHANICAL (H.V.A.C.) |  | Main Building
Plan-MB-10657 | For 8\" diameter pipe | MR | 180 | 7.71 | 1387.8 | DIVISION 15 - MECHANICAL (H.V.A.C.) |  | Main Building
Plan-MB-10658 | For 6\" diameter pipe | MR | 400 | 7.4 | 2960 | DIVISION 15 - MECHANICAL (H.V.A.C.) |  | Main Building
Plan-MB-10659 | For 4\" diameter pipe | MR | 10 | 7.09 | 70.9 | DIVISION 15 - MECHANICAL (H.V.A.C.) |  | Main Building
Plan-MB-10660 | For 2-1/2\" diameter pipe | MR | 70 | 6.48 | 453.6 | DIVISION 15 - MECHANICAL (H.V.A.C.) |  | Main Building
Plan-MB-10661 | For 2\" diameter pipe | MR | 5 | 6.17 | 30.85 | DIVISION 15 - MECHANICAL (H.V.A.C.) |  | Main Building
Plan-MB-10662 | For 1-1/2\" diameter pipe | MR | 140 | 5.86 | 820.4 | DIVISION 15 - MECHANICAL (H.V.A.C.) |  | Main Building
Plan-MB-10663 | For 1-1/4\" diameter pipe | MR | 5 | 5.55 | 27.75 | DIVISION 15 - MECHANICAL (H.V.A.C.) |  | Main Building
Plan-MB-10664 | For 1\" diameter pipe | MR | 90 | 4.93 | 443.7 | DIVISION 15 - MECHANICAL (H.V.A.C.) |  | Main Building
Plan-MB-10665 | Size 24x24 inch ceiling diffuser | No | 12 | 35377.44 | 35377.44 | DIVISION 15 - MECHANICAL (H.V.A.C.) |  | Main Building
Plan-MB-10666 | Size 24x12 inch register/grill | No | 8 | 23584.96 | 23584.96 | DIVISION 15 - MECHANICAL (H.V.A.C.) |  | Main Building
Plan-MB-10667 | Size 2200x600mm fresh air louver | No | 1 | 2172.29 | 2172.29 | DIVISION 15 - MECHANICAL (H.V.A.C.) |  | Main Building
Plan-MB-10668 | Size 500x300mm exhaust air louver | No | 1 | 1034.42 | 1034.42 | DIVISION 15 - MECHANICAL (H.V.A.C.) |  | Main Building
Plan-MB-10669 | Size 2200x600mm | No | 2 | 7758.21 | 7758.21 | DIVISION 15 - MECHANICAL (H.V.A.C.) |  | Main Building
Plan-MB-10670 | gauge 26 shall be used to fix the acoustic lining. | M2 | 1800 | 8.81 | 15858 | DIVISION 15 - MECHANICAL (H.V.A.C.) |  | Main Building
Plan-MB-10671 | cladding complete with all fixing material | M2 | 44800 | 3.82 | 171136 | DIVISION 15 - MECHANICAL (H.V.A.C.) |  | Main Building
Plan-MB-10672 | For 12\" diameter pipe | MR | 68 | 15.51 | 1054.68 | DIVISION 15 - MECHANICAL (H.V.A.C.) |  | Main Building
Plan-MB-10673 | For 10\" diameter pipe | MR | 20 | 11.96 | 239.2 | DIVISION 15 - MECHANICAL (H.V.A.C.) |  | Main Building
Plan-MB-10674 | For 8\" diameter pipe | MR | 110 | 10.02 | 1102.2 | DIVISION 15 - MECHANICAL (H.V.A.C.) |  | Main Building
Plan-MB-10675 | For 6\" diameter pipe | MR | 538 | 8.08 | 4347.04 | DIVISION 15 - MECHANICAL (H.V.A.C.) |  | Main Building
Plan-MB-10676 | For 4\" diameter pipe | MR | 220 | 6.2 | 1364 | DIVISION 15 - MECHANICAL (H.V.A.C.) |  | Main Building
Plan-MB-10677 | For 3\" diameter pipe | MR | 95 | 5.17 | 491.15 | DIVISION 15 - MECHANICAL (H.V.A.C.) |  | Main Building
Plan-MB-10678 | For 2-1/2\" diameter pipe | MR | 460 | 4.86 | 2235.6 | DIVISION 15 - MECHANICAL (H.V.A.C.) |  | Main Building
Plan-MB-10679 | For 2\" diameter pipe | MR | 130 | 1.8 | 234 | DIVISION 15 - MECHANICAL (H.V.A.C.) |  | Main Building
Plan-MB-10680 | For 1-1/2\" diameter pipe | MR | 150 | 1.57 | 235.5 | DIVISION 15 - MECHANICAL (H.V.A.C.) |  | Main Building
Plan-MB-10681 | For 1-1/4\" diameter pipe | MR | 76 | 1.45 | 110.2 | DIVISION 15 - MECHANICAL (H.V.A.C.) |  | Main Building
Plan-MB-10682 | For 1\" diameter pipe | MR | 200 | 1.25 | 250 | DIVISION 15 - MECHANICAL (H.V.A.C.) |  | Main Building
Plan-MB-10683 | joining materials, terminals, etc. | Item | LS | 45256.23 | 45256.23 | DIVISION 15 - MECHANICAL (H.V.A.C.) |  | Main Building
Plan-MB-10684 | VFD for AHU | No | 8 | 1163.73 | 9309.84 | DIVISION 15 - MECHANICAL (H.V.A.C.) |  | Main Building
Plan-MB-10685 | software and engineering. | No | 1 | 38791.05 | 38791.05 | DIVISION 15 - MECHANICAL (H.V.A.C.) |  | Main Building
Plan-MB-10686 | HC/H2S gas detection system sensor | Item | LS | 43886.823 | 43886.823 | DIVISION 15 - MECHANICAL (H.V.A.C.) |  | Main Building
Plan-MB-10687 | HVAC system | Item | LS | 13224.22 | 13224.22 | DIVISION 15 - MECHANICAL (H.V.A.C.) |  | Main Building
Plan-MB-10688 | All mechanical identification systems as described. | Item | LS | 4525.623 | 4525.623 | DIVISION 15 - MECHANICAL (H.V.A.C.) |  | Main Building
Plan-MB-10689 | 150mm diameter piping | MR | 1500 | 10.77 | 16155 | DIVISION 15 - MECHANICAL |  | Main Building
Plan-MB-10690 | 100mm diameter piping | MR | 1400 | 9.85 | 13790 | DIVISION 15 - MECHANICAL |  | Main Building
Plan-MB-10691 | 75mm diameter piping | MR | 150 | 8.87 | 1330.5 | DIVISION 15 - MECHANICAL |  | Main Building | Mechanical Works
Plan-MB-10692 | 50mm diameter piping | MR | 350 | 5.91 | 2068.5 | DIVISION 15 - MECHANICAL |  | Main Building
Plan-MB-10693 | 100mm diameter piping | MR | 100 | 19.71 | 1971 | DIVISION 15 - MECHANICAL |  | Main Building
Plan-MB-10694 | 4 Inch diameter | MR | 150 | 24.28 | 3642 | DIVISION 15 - MECHANICAL |  | Main Building
Plan-MB-10695 | 3 Inch diameter | MR | 300 | 21.39 | 6417 | DIVISION 15 - MECHANICAL |  | Main Building
Plan-MB-10696 | 2 1/2 Inch diameter | MR | 200 | 19.57 | 3914 | DIVISION 15 - MECHANICAL |  | Main Building
Plan-MB-10697 | 2 Inch diameter | MR | 400 | 15.48 | 6192 | DIVISION 15 - MECHANICAL |  | Main Building
Plan-MB-10698 | 1 1/2 Inch diameter | MR | 350 | 13.72 | 4802 | DIVISION 15 - MECHANICAL |  | Main Building
Plan-MB-10699 | 1 1/4 Inch diameter | MR | 300 | 10.7 | 3210 | DIVISION 15 - MECHANICAL |  | Main Building
Plan-MB-10700 | 1 Inch diameter | MR | 500 | 9.85 | 4925 | DIVISION 15 - MECHANICAL |  | Main Building
Plan-MB-10701 | 3/4 Inch diameter | MR | 900 | 7.88 | 7092 | DIVISION 15 - MECHANICAL |  | Main Building
Plan-MB-10702 | 3/4 Inch diameter | MR | 250 | 9.85 | 2462.5 | DIVISION 15 - MECHANICAL |  | Main Building
Plan-MB-10703 | 1 inch diameter | MR | 150 | 11.82 | 1773 | DIVISION 15 - MECHANICAL |  | Main Building
Plan-MB-10704 | 3/4 inch diameter | MR | 600 | 9.85 | 5910 | DIVISION 15 - MECHANICAL |  | Main Building
Plan-MB-10705 | Automatic Air vent valves with gate valves | No | 8 | 14.78 | 118.24 | DIVISION 15 - MECHANICAL |  | Main Building
Plan-MB-10706 | fittings , filling point , etc. as per KOC requirement complete in all respect. | No | 1 | 1657.92 | 1657.92 | DIVISION 15 - MECHANICAL |  | Main Building
Plan-MB-10707 | all fittings | Item | L.S | 2344.42 | 2344.42 | DIVISION 15 - MECHANICAL |  | Main Building
Plan-MB-10708 | Earth pit with cast iron cover , frame , earth cable and clamp | Item | L.S | 303.3 | 303.3 | DIVISION 15 - MECHANICAL |  | Main Building
Plan-MB-10709 | with BMS with all necessary tank sensores & connections | Item | L.S | 586.59 | 586.59 | DIVISION 15 - MECHANICAL |  | Main Building
Plan-MB-10710 | Fuel hand pump | Item | L.S | 204.78 | 204.78 | DIVISION 15 - MECHANICAL |  | Main Building
Plan-MB-10711 | Ventilation pipe 2 inch dia with cap and all accessories | Item | L.S | 1024.73 | 1024.73 | DIVISION 15 - MECHANICAL |  | Main Building
Plan-MB-10712 | Testing , commissioning and approval of complete fuel system from KOC | Item | L.S | 303.21 | 303.21 | DIVISION 15 - MECHANICAL |  | Main Building
Plan-MB-10713 | complete in all respect . | No | 1 | 565.24 | 565.24 | DIVISION 15 - MECHANICAL |  | Main Building
Plan-MB-10714 | tank to generator including filling point manhole with valve and all fittings | Item | L.S | 2344.42 | 2344.42 | DIVISION 15 - MECHANICAL |  | Main Building
Plan-MB-10715 | Earth pit with cast iron cover , frame , earth cable and clamp | Item | L.S | 303.3 | 303.3 | DIVISION 15 - MECHANICAL |  | Main Building
Plan-MB-10716 | with BMS with all necessary tank sensores & connections | Item | L.S | 586.59 | 586.59 | DIVISION 15 - MECHANICAL |  | Main Building
Plan-MB-10717 | Fuel hand pump | Item | L.S | 267.23 | 267.23 | DIVISION 15 - MECHANICAL |  | Main Building
Plan-MB-10718 | Ventilation pipe 2 inch dia with cap and all accessories | Item | L.S | 1024.73 | 1024.73 | DIVISION 15 - MECHANICAL |  | Main Building
Plan-MB-10719 | Testing , commissioning and approval of complete fuel system from KOC | Item | L.S | 303.21 | 303.21 | DIVISION 15 - MECHANICAL |  | Main Building
Plan-MB-10720 | hand held spray. | No | 77 | 218.22 | 16802.94 | DIVISION 15 - MECHANICAL |  | Main Building
Plan-MB-10721 | hand spray. | No | 7 | 246.35 | 1724.45 | DIVISION 15 - MECHANICAL |  | Main Building
Plan-MB-10722 | mixer and waste water fittings recess in wall. | No | 94 | 190.76 | 17931.44 | DIVISION 15 - MECHANICAL |  | Main Building
Plan-MB-10723 | cover, water mixer ,waste water fittings recess in wall. | No | 7 | 344.9 | 2414.3 | DIVISION 15 - MECHANICAL |  | Main Building
Plan-MB-10724 | waste fittings. | No | 10 | 192.16 | 1921.6 | DIVISION 15 - MECHANICAL |  | Main Building
Plan-MB-10725 | i - (K.S-1) Single bowl, Single shelf | No | 10 | 137.96 | 1379.6 | DIVISION 15 - MECHANICAL |  | Main Building
Plan-MB-10726 | ii - (K.S-2) Double bowl, Single shelf | No | 2 | 197.08 | 394.16 | DIVISION 15 - MECHANICAL |  | Main Building
Plan-MB-10727 | mixer and waste fittings. | No | 17 | 182.3 | 3099.1 | DIVISION 15 - MECHANICAL |  | Main Building
Plan-MB-10728 | waste fittings, Shower mixer, head stand & hand shower. | No | 16 | 192.16 | 3074.56 | DIVISION 15 - MECHANICAL |  | Main Building
Plan-MB-10729 | as shown in Arch. Detail drawings. | No | 65 | 159.34 | 10357.1 | DIVISION 15 - MECHANICAL |  | Main Building
Plan-MB-10730 | Tilting mirror with stainless steel frame (Handicapped) . | No | 7 | 118.25 | 827.75 | DIVISION 15 - MECHANICAL |  | Main Building
Plan-MB-10731 | receptacle | No | 56 | 29.56 | 1655.36 | DIVISION 15 - MECHANICAL |  | Main Building
Plan-MB-10732 | Surface mounted electrical hand-dryer with Cast Aluminum cover | No | 38 | 182.3 | 6927.4 | DIVISION 15 - MECHANICAL |  | Main Building
Plan-MB-10733 | dispenser | No | 120 | 9.85 | 1182 | DIVISION 15 - MECHANICAL |  | Main Building
Plan-MB-10734 | compartment only | No | 96 | 11.82 | 1134.72 | DIVISION 15 - MECHANICAL |  | Main Building
Plan-MB-10735 | Coat Hook Stainless Steel | No | 110 | 7.88 | 866.8 | DIVISION 15 - MECHANICAL |  | Main Building
Plan-MB-10736 | receptacle for Handy capped toilet | No | 7 | 29.56 | 206.92 | DIVISION 15 - MECHANICAL |  | Main Building
Plan-MB-10737 | (Handi cap) | No | 7 | 83.76 | 586.32 | DIVISION 15 - MECHANICAL |  | Main Building
Plan-MB-10738 | 32mm diameter 628mm length stainless steel grab bar (Shower) | No | 6 | 44.34 | 266.04 | DIVISION 15 - MECHANICAL |  | Main Building
Plan-MB-10739 | Floor Drain (H/L) | No | 190 | 122.12 | 23202.8 | DIVISION 15 - MECHANICAL |  | Main Building
Plan-MB-10740 | Floor clean out | No | 12 | 98.54 | 1182.48 | DIVISION 15 - MECHANICAL |  | Main Building
Plan-MB-10741 | Rodding eye (H/L Cleanout) | No | 58 | 62.62 | 3631.96 | DIVISION 15 - MECHANICAL |  | Main Building
Plan-MB-10742 | Roof vent terminal | No | 12 | 54.2 | 650.4 | DIVISION 15 - MECHANICAL |  | Main Building
Plan-MB-10743 | Concrete Water Tank (Scupper) drain | No | 4 | 44.34 | 177.36 | DIVISION 15 - MECHANICAL |  | Main Building
Plan-MB-10744 | Rain Water Fulbora (100mm Diameter) | No | 70 | 137.96 | 9657.2 | DIVISION 15 - MECHANICAL |  | Main Building
Plan-MB-10745 | Rain Water Fulbora (75mm Diameter) | No | 6 | 123.18 | 739.08 | DIVISION 15 - MECHANICAL |  | Main Building
Plan-MB-10746 | Rain water shoe | No | 17 | 64.05 | 1088.85 | DIVISION 15 - MECHANICAL |  | Main Building
Plan-MB-10747 | Running Trap | No | 8 | 206.94 | 1655.52 | DIVISION 15 - MECHANICAL |  | Main Building
Plan-MB-10748 | Area drain (100mm Diameter) | No | 5 | 103.47 | 517.35 | DIVISION 15 - MECHANICAL |  | Main Building
Plan-MB-10749 | Planter drain | No | 3 | 147.81 | 443.43 | DIVISION 15 - MECHANICAL |  | Main Building
Plan-MB-10750 | Floor Drain Cleanout | No | 2 | 93.61 | 187.22 | DIVISION 15 - MECHANICAL |  | Main Building
Plan-MB-10751 | Side Wall Cleanout | No | 4 | 83.76 | 335.04 | DIVISION 15 - MECHANICAL |  | Main Building
Plan-MB-10752 | Cleanout | No | 6 | 98.54 | 591.24 | DIVISION 15 - MECHANICAL |  | Main Building
Plan-MB-10753 | Trench Grating cover & trench drain outlet | MR | 20 | 59.13 | 1182.6 | DIVISION 15 - MECHANICAL |  | Main Building
Plan-MB-10754 | Chrome plated hose bib of dia 3/4 inch with vacuum breaker. | No | 28 | 246.35 | 6897.8 | DIVISION 15 - MECHANICAL |  | Main Building
Plan-MB-10755 | 910-DR-100-00, s.no. 3 and reference 3/WSP | Set | 1 | 1999.47 | 1999.47 | DIVISION 15 - MECHANICAL |  | Main Building
Plan-MB-10756 | 910-DR-100-00, s.no. 2 and reference 2/SP | Set | 1 | 1830.18 | 1830.18 | DIVISION 15 - MECHANICAL |  | Main Building
Plan-MB-10757 | inlet hatch box. | No | 2 | 344.9 | 689.8 | DIVISION 15 - MECHANICAL |  | Main Building
Plan-MB-10758 | and frame for each pit including vent pipe, cat ladder, etc. | Item | LS | 689.79 | 689.79 | DIVISION 15 - MECHANICAL |  | Main Building
Plan-MB-10759 | shown on drawing no. 910-DR-100-00, s.no.1 and reference 1/SP. | Set | 1 | 1576.67 | 1576.67 | DIVISION 15 - MECHANICAL |  | Main Building
Plan-MB-10760 | valve for each inlet hatch box. | No | 1 | 344.9 | 344.9 | DIVISION 15 - MECHANICAL |  | Main Building
Plan-MB-10761 | and frame for each pit including vent pipe, cat ladder, etc. | Item | LS | 689.79 | 689.79 | DIVISION 15 - MECHANICAL |  | Main Building
Plan-MB-10762 | reference 1/BP | Set | 1 | 8550.81 | 8550.81 | DIVISION 15 - MECHANICAL |  | Main Building
Plan-MB-10763 | reference 1/SF | No | 2 | 1668.05 | 3336.1 | DIVISION 15 - MECHANICAL |  | Main Building
Plan-MB-10764 | reference 1/PF. | No | 3 | 978.26 | 2934.78 | DIVISION 15 - MECHANICAL |  | Main Building
Plan-MB-10765 | reference 2/BP | Set | 1 | 2868 | 2868 | DIVISION 15 - MECHANICAL |  | Main Building
Plan-MB-10766 | reference 2/SF | No | 1 | 1182.5 | 1182.5 | DIVISION 15 - MECHANICAL |  | Main Building
Plan-MB-10767 | flexible connection etc. | No | 12 | 93.61 | 1123.32 | DIVISION 15 - MECHANICAL |  | Main Building
Plan-MB-10768 | reference 1/UWH. | No | 34 | 123.18 | 4188.12 | DIVISION 15 - MECHANICAL |  | Main Building
Plan-MB-10769 | reference 2/UWH. | No | 10 | 133.03 | 1330.3 | DIVISION 15 - MECHANICAL |  | Main Building
Plan-MB-10770 | panels and connection. | Item | LS | 2463.54 | 2463.54 | DIVISION 15 - MECHANICAL |  | Main Building
Plan-MB-10771 | system as per specifications and drawings. | Item | LS | 865.21 | 865.21 | DIVISION 15 - MECHANICAL |  | Main Building
Plan-MB-10772 | all respect. | Item | LS | 936.14 | 936.14 | DIVISION 15 - MECHANICAL |  | Main Building
Plan-MB-10773 | and maintenance manual, etc. | Item | LS | 739.06 | 739.06 | DIVISION 15 - MECHANICAL |  | Main Building
Plan-MB-10774 | period. | Item | LS | 3106.123 | 3106.123 | DIVISION 15 - MECHANICAL |  | Main Building
Plan-MB-10775 | by others). Refer to Mechanical. | Item | 1 | 5415 | 5415 | DIVISION 16 - ELECTRICAL |  | Main Building
Plan-MB-10776 | Earthing busbar 50mmx6mm | No | 23 | 15.379 | 353.717 | DIVISION 16 - ELECTRICAL |  | Main Building
Plan-MB-10777 | accessories. | No | 55 | 38.447 | 2114.585 | DIVISION 16 - ELECTRICAL |  | Main Building
Plan-MB-10778 | Bare copper wire 120mm2 | MR | 580 | 46.136 | 26758.88 | DIVISION 16 - ELECTRICAL |  | Main Building | Electrical Works
Plan-MB-10779 | Bare copper wire 70mm2 | MR | 310 | 30.757 | 9534.67 | DIVISION 16 - ELECTRICAL |  | Main Building
Plan-MB-10780 | cable tray | MR | 170 | 58.482 | 9941.94 | DIVISION 16 - ELECTRICAL |  | Main Building
Plan-MB-10781 | cable tray | MR | 270 | 44.403 | 11988.81 | DIVISION 16 - ELECTRICAL |  | Main Building
Plan-MB-10782 | cable tray | MR | 280 | 34.656 | 9703.68 | DIVISION 16 - ELECTRICAL |  | Main Building
Plan-MB-10783 | cable tray | MR | 725 | 29.241 | 21199.725 | DIVISION 16 - ELECTRICAL |  | Main Building
Plan-MB-10784 | cable tray | MR | 110 | 24.909 | 2739.99 | DIVISION 16 - ELECTRICAL |  | Main Building
Plan-MB-10785 | cable tray | MR | 85 | 19.494 | 1656.99 | DIVISION 16 - ELECTRICAL |  | Main Building
Plan-MB-10786 | cable tray | MR | 150 | 16.245 | 2436.75 | DIVISION 16 - ELECTRICAL |  | Main Building
Plan-MB-10787 | cable tray | MR | 1010 | 11.913 | 12032.13 | DIVISION 16 - ELECTRICAL |  | Main Building
Plan-MB-10788 | cable tray | MR | 695 | 9.747 | 6774.165 | DIVISION 16 - ELECTRICAL |  | Main Building
Plan-MB-10789 | cable tray | MR | 410 | 8.664 | 3552.24 | DIVISION 16 - ELECTRICAL |  | Main Building
Plan-MB-10790 | cable tray | MR | 715 | 6.498 | 4646.07 | DIVISION 16 - ELECTRICAL |  | Main Building
Plan-MB-10791 | cable tray | MR | 281 | 5.415 | 1521.615 | DIVISION 16 - ELECTRICAL |  | Main Building
Plan-MB-10792 | cable tray | MR | 725 | 4.332 | 3140.7 | DIVISION 16 - ELECTRICAL |  | Main Building
Plan-MB-10793 | 4x35+1x16mm2, 0.60/1KV PVC wires in 38mm dia G.I. Conduit | MR | 555 | 8.664 | 4808.52 | DIVISION 16 - ELECTRICAL |  | Main Building
Plan-MB-10794 | 4x25+1x16mm2, 0.60/1KV PVC wires in 38mm dia G.I. Conduit | MR | 385 | 6.498 | 2501.73 | DIVISION 16 - ELECTRICAL |  | Main Building
Plan-MB-10795 | 4x16+1x6mm2, 0.60/1KV PVC wires in 38mm dia G.I. Conduit | MR | 435 | 5.415 | 2355.525 | DIVISION 16 - ELECTRICAL |  | Main Building
Plan-MB-10796 | 4x10+1x6mm2, 0.60/1KV PVC wires in 38mm dia G.I. conduit | MR | 1235 | 4.332 | 5350.02 | DIVISION 16 - ELECTRICAL |  | Main Building
Plan-MB-10797 | 4x6+1x4mm2, 0.60/1KV PVC wires in 38mm dia G.I. Conduit | MR | 580 | 3.249 | 1884.42 | DIVISION 16 - ELECTRICAL |  | Main Building
Plan-MB-10798 | Light points | No | 6272 | 9.227 | 57871.744 | DIVISION 16 - ELECTRICAL |  | Main Building
Plan-MB-10799 | External light points | No | 14 | 12.303 | 172.242 | DIVISION 16 - ELECTRICAL |  | Main Building
Plan-MB-10800 | Exit light points (in stair case) | No | 99 | 9.227 | 913.473 | DIVISION 16 - ELECTRICAL |  | Main Building
Plan-MB-10801 | Exit light points (decorative) | No | 68 | 9.216 | 626.688 | DIVISION 16 - ELECTRICAL |  | Main Building
Plan-MB-10802 | per specification section 16134. | MR | 987 | 32.49 | 32067.63 | DIVISION 16 - ELECTRICAL |  | Main Building
Plan-MB-10803 | high pressure die cast, zinc alloy material base framed. | No | 100 | 36.822 | 3682.2 | DIVISION 16 - ELECTRICAL |  | Main Building
Plan-MB-10804 | outlet for telecommunication | No | 437 | 41.154 | 17984.298 | DIVISION 16 - ELECTRICAL |  | Main Building
Plan-MB-10805 | S/F 250A TPN in weatherproof enclosure for | No | 2 | 230.679 | 461.358 | DIVISION 16 - ELECTRICAL |  | Main Building
Plan-MB-10806 | S/F 150A TPN in weatherproof enclosure for AHU's. | No | 8 | 192.233 | 1537.864 | DIVISION 16 - ELECTRICAL |  | Main Building
Plan-MB-10807 | chilled water pumpsets. | No | 8 | 138.407 | 1107.256 | DIVISION 16 - ELECTRICAL |  | Main Building
Plan-MB-10808 | S/F 125A TPN | No | 4 | 111.495 | 445.98 | DIVISION 16 - ELECTRICAL |  | Main Building
Plan-MB-10809 | condensing units | No | 2 | 96.116 | 192.232 | DIVISION 16 - ELECTRICAL |  | Main Building
Plan-MB-10810 | S/F 60A TPN in weatherproof enclosure for AHU | No | 1 | 70.742 | 70.742 | DIVISION 16 - ELECTRICAL |  | Main Building
Plan-MB-10811 | booster pump, AHU's and condensing unit. | No | 26 | 57.67 | 1499.42 | DIVISION 16 - ELECTRICAL |  | Main Building
Plan-MB-10812 | S/F 30A, TPN in weatherproof enclosure | No | 25 | 57.67 | 1441.75 | DIVISION 16 - ELECTRICAL |  | Main Building
Plan-MB-10813 | S/F 20A, TPN in weatherproof enclosure | No | 10 | 30.757 | 307.57 | DIVISION 16 - ELECTRICAL |  | Main Building
Plan-MB-10814 | Isolator, 200A TPN for UPS | No | 1 | 73.048 | 73.048 | DIVISION 16 - ELECTRICAL |  | Main Building
Plan-MB-10815 | Isolator, 250A TPN for IT Equip. | No | 1 | 134.563 | 134.563 | DIVISION 16 - ELECTRICAL |  | Main Building
Plan-MB-10816 | Isolator, 20A TPN for IT Equip. | No | 8 | 34.602 | 276.816 | DIVISION 16 - ELECTRICAL |  | Main Building
Plan-MB-10817 | 13 Amp switched socket, single outlet water tight | No | 91 | 19.223 | 1749.293 | DIVISION 16 - ELECTRICAL |  | Main Building
Plan-MB-10818 | 13 Amp switched socket, single outlet | No | 946 | 9.747 | 9220.662 | DIVISION 16 - ELECTRICAL |  | Main Building
Plan-MB-10819 | 13 Amp switched socket, twin outlet | No | 1174 | 11.913 | 13985.862 | DIVISION 16 - ELECTRICAL |  | Main Building
Plan-MB-10820 | 15Amp switched socket, single outlet | No | 30 | 10.83 | 324.9 | DIVISION 16 - ELECTRICAL |  | Main Building
Plan-MB-10821 | under floor | No | 459 | 9.747 | 4473.873 | DIVISION 16 - ELECTRICAL |  | Main Building
Plan-MB-10822 | water tight | No | 5 | 27.075 | 135.375 | DIVISION 16 - ELECTRICAL |  | Main Building
Plan-MB-10823 | JB with 20A D.P. switch | No | 162 | 13.072 | 2117.664 | DIVISION 16 - ELECTRICAL |  | Main Building
Plan-MB-10824 | false ceiling for PVAV | No | 342 | 9.747 | 3333.474 | DIVISION 16 - ELECTRICAL |  | Main Building
Plan-MB-10825 | false ceiling for CCTV camera. | No | 19 | 9.747 | 185.193 | DIVISION 16 - ELECTRICAL |  | Main Building
Plan-MB-10826 | 32A, 3PIN Industrial type socket outlet | No | 6 | 32.49 | 194.94 | DIVISION 16 - ELECTRICAL |  | Main Building
Plan-MB-10827 | type SW / SKT for window cleaning machine | No | 15 | 49.98 | 749.7 | DIVISION 16 - ELECTRICAL |  | Main Building
Plan-MB-10828 | S/F 15A SPN | No | 4 | 65.359 | 261.436 | DIVISION 16 - ELECTRICAL |  | Main Building
Plan-MB-10829 | S/F 15A SPN inside weatherproof enclosure | No | 53 | 26.913 | 1426.389 | DIVISION 16 - ELECTRICAL |  | Main Building
Plan-MB-10830 | S/F 20A SPN inside weatherproof enclosure | No | 3 | 26.913 | 80.739 | DIVISION 16 - ELECTRICAL |  | Main Building
Plan-MB-10831 | S/F 15A TPN | No | 21 | 26.913 | 565.173 | DIVISION 16 - ELECTRICAL |  | Main Building
Plan-MB-10832 | S/F 15A TPN inside weatherproof enclosure | No | 16 | 26.913 | 430.608 | DIVISION 16 - ELECTRICAL |  | Main Building
Plan-MB-10833 | S/F 20A TPN | No | 4 | 26.913 | 107.652 | DIVISION 16 - ELECTRICAL |  | Main Building
Plan-MB-10834 | S/F 20A TPN inside weatherproof enclosure | No | 24 | 26.913 | 645.912 | DIVISION 16 - ELECTRICAL |  | Main Building
Plan-MB-10835 | MSB-1B: Cubical type as per Single Line Diagram drawing | No | 1 | 5186.433 | 5186.433 | DIVISION 16 - ELECTRICAL |  | Main Building
Plan-MB-10836 | ESMSB-1B: Cubical type as per Single Line Diagram drawing | No | 1 | 5554.75 | 5554.75 | DIVISION 16 - ELECTRICAL |  | Main Building
Plan-MB-10837 | ESMSB-SHLT & MF: Cubical type as per Single Line Diagram drawing | No | 1 | 3411.742 | 3411.742 | DIVISION 16 - ELECTRICAL |  | Main Building
Plan-MB-10838 | ESMSB-SHLT Fans: Cubical type as per Single Line Diagram drawing | No | 1 | 5553.981 | 5553.981 | DIVISION 16 - ELECTRICAL |  | Main Building
Plan-MB-10839 | EMSB-SHLT: Cubical type as per Single Line Diagram drawing | No | 1 | 13840.74 | 13840.74 | DIVISION 16 - ELECTRICAL |  | Main Building
Plan-MB-10840 | ESMSB-S/S: Cubical type as per Single Line Diagram drawing | No | 1 | 6151.44 | 6151.44 | DIVISION 16 - ELECTRICAL |  | Main Building
Plan-MB-10841 | MSB-HVAC Pump: Cubical type as per Single Line Diagram drawing | No | 1 | 7689.3 | 7689.3 | DIVISION 16 - ELECTRICAL |  | Main Building
Plan-MB-10842 | MSB-MSQ: Cubical type as per Single Line Diagram drawing | No | 1 | 3844.65 | 3844.65 | DIVISION 16 - ELECTRICAL |  | Main Building
Plan-MB-10843 | ESMSB-SER: Cubical type as per Single Line Diagram drawing | No | 1 | 5370.207 | 5370.207 | DIVISION 16 - ELECTRICAL |  | Main Building
Plan-MB-10844 | MSB-1G: Cubical type as per Single Line Diagram drawing | No | 1 | 5554.75 | 5554.75 | DIVISION 16 - ELECTRICAL |  | Main Building
Plan-MB-10845 | MSB-2G: Cubical type as per Single Line Diagram drawing | No | 1 | 5554.75 | 5554.75 | DIVISION 16 - ELECTRICAL |  | Main Building
Plan-MB-10846 | MSB-VAVI-G: Cubical type as per Single Line Diagram drawing | No | 1 | 3362.531 | 3362.531 | DIVISION 16 - ELECTRICAL |  | Main Building
Plan-MB-10847 | ESMSB-1G: Cubical type as per Single Line Diagram drawing | No | 1 | 8458.23 | 8458.23 | DIVISION 16 - ELECTRICAL |  | Main Building
Plan-MB-10848 | ESMSB-2G: Cubical type as per Single Line Diagram drawing | No | 1 | 6305.226 | 6305.226 | DIVISION 16 - ELECTRICAL |  | Main Building
Plan-MB-10849 | MSB-AUD: Cubical type as per Single Line Diagram drawing | No | 1 | 3227.968 | 3227.968 | DIVISION 16 - ELECTRICAL |  | Main Building
Plan-MB-10850 | MSB-KIT: Cubical type as per Single Line Diagram drawing | No | 1 | 6151.44 | 6151.44 | DIVISION 16 - ELECTRICAL |  | Main Building
Plan-MB-10851 | MSB-HC: Cubical type as per Single Line Diagram drawing | No | 1 | 2034.589 | 2034.589 | DIVISION 16 - ELECTRICAL |  | Main Building
Plan-MB-10852 | EMDB-ITI: Cubical type as per Single Line Diagram drawing | No | 1 | 5382.51 | 5382.51 | DIVISION 16 - ELECTRICAL |  | Main Building
Plan-MB-10853 | EMDB-IT2: Cubical type as per Single Line Diagram drawing | No | 1 | 3808.51 | 3808.51 | DIVISION 16 - ELECTRICAL |  | Main Building
Plan-MB-10854 | MSB-1/F1: Cubical type as per Single Line Diagram drawing | No | 1 | 5186.433 | 5186.433 | DIVISION 16 - ELECTRICAL |  | Main Building
Plan-MB-10855 | MSB-2/F1: Cubical type as per Single Line Diagram drawing | No | 1 | 5186.433 | 5186.433 | DIVISION 16 - ELECTRICAL |  | Main Building
Plan-MB-10856 | MSB-3/F1: Cubical type as per Single Line Diagram drawing | No | 1 | 5382.51 | 5382.51 | DIVISION 16 - ELECTRICAL |  | Main Building
Plan-MB-10857 | MSB-VAVI-F1: Cubical type as per Single Line Diagram drawing | No | 1 | 4767.366 | 4767.366 | DIVISION 16 - ELECTRICAL |  | Main Building
Plan-MB-10858 | MSB-VAV2-F1: Cubical type as per Single Line Diagram drawing | No | 1 | 3460.185 | 3460.185 | DIVISION 16 - ELECTRICAL |  | Main Building
Plan-MB-10859 | MSB-1/F2: Cubical type as per Single Line Diagram drawing | No | 1 | 6535.905 | 6535.905 | DIVISION 16 - ELECTRICAL |  | Main Building
Plan-MB-10860 | MSB-2/F2: Cubical type as per Single Line Diagram drawing | No | 1 | 4805.813 | 4805.813 | DIVISION 16 - ELECTRICAL |  | Main Building
Plan-MB-10861 | MSB-3/F2: Cubical type as per Single Line Diagram drawing | No | 1 | 8458.23 | 8458.23 | DIVISION 16 - ELECTRICAL |  | Main Building
Plan-MB-10862 | MSB-VAV1-F2: Cubical type as per Single Line Diagram drawing | No | 1 | 4805.813 | 4805.813 | DIVISION 16 - ELECTRICAL |  | Main Building
Plan-MB-10863 | MSB-VAV2-F2: Cubical type as per Single Line Diagram drawing | No | 1 | 3653.186 | 3653.186 | DIVISION 16 - ELECTRICAL |  | Main Building
Plan-MB-10864 | MSB-1/RF: Cubical type as per Single Line Diagram drawing | No | 1 | 7689.3 | 7689.3 | DIVISION 16 - ELECTRICAL |  | Main Building
Plan-MB-10865 | MSB-2/RF: Cubical type as per Single Line Diagram drawing | No | 1 | 4805.813 | 4805.813 | DIVISION 16 - ELECTRICAL |  | Main Building
Plan-MB-10866 | MSB-AHU1.RF: Cubical type as per Single Line Diagram drawing | No | 1 | 4039.189 | 4039.189 | DIVISION 16 - ELECTRICAL |  | Main Building
Plan-MB-10867 | MSB-AHU2.RF: Cubical type as per Single Line Diagram drawing | No | 1 | 4039.189 | 4039.189 | DIVISION 16 - ELECTRICAL |  | Main Building
Plan-MB-10868 | ESMSB1-RF: Cubical type as per Single Line Diagram drawing | No | 1 | 6535.905 | 6535.905 | DIVISION 16 - ELECTRICAL |  | Main Building
Plan-MB-10869 | ESMSB2-RF: Cubical type as per Single Line Diagram drawing | No | 1 | 5186.433 | 5186.433 | DIVISION 16 - ELECTRICAL |  | Main Building
Plan-MB-10870 | ESMSB-SMF1-RF: Cubical type as per Single Line Diagram drawing | No | 1 | 5382.51 | 5382.51 | DIVISION 16 - ELECTRICAL |  | Main Building
Plan-MB-10871 | ESMSB-SMF2-RF: Cubical type as per Single Line Diagram drawing | No | 1 | 5157.214 | 5157.214 | DIVISION 16 - ELECTRICAL |  | Main Building
Plan-MB-10872 | 12 Way DB TPN double busbar as per Distribution Board Schedule | No | 20 | 269.126 | 5382.52 | DIVISION 16 - ELECTRICAL |  | Main Building
Plan-MB-10873 | 12 Way DB TPN single busbar as per Distribution Board Schedule | No | 51 | 246.058 | 12548.958 | DIVISION 16 - ELECTRICAL |  | Main Building
Plan-MB-10874 | 10 Way DB TPN double busbar as per Distribution Board Schedule | No | 11 | 238.368 | 2622.048 | DIVISION 16 - ELECTRICAL |  | Main Building
Plan-MB-10875 | 10 Way DB TPN single busbar as per Distribution Board Schedule | No | 35 | 246.058 | 8612.03 | DIVISION 16 - ELECTRICAL |  | Main Building
Plan-MB-10876 | 8 Way DB TPN double busbar as per Distribution Board Schedule | No | 7 | 211.456 | 1480.192 | DIVISION 16 - ELECTRICAL |  | Main Building
Plan-MB-10877 | 8 Way DB TPN single busbar as per Distribution Board Schedule | No | 2 | 199.922 | 399.844 | DIVISION 16 - ELECTRICAL |  | Main Building
Plan-MB-10878 | 6 Way DB TPN single busbar as per Distribution Board Schedule | No | 1 | 192.233 | 192.233 | DIVISION 16 - ELECTRICAL |  | Main Building
Plan-MB-10879 | 4 Way DB TPN single busbar as per Distribution Board Schedule | No | 1 | 184.543 | 184.543 | DIVISION 16 - ELECTRICAL |  | Main Building
Plan-MB-10880 | 18 Way SPN single busbar as per Distribution Board Schedule | No | 1 | 176.854 | 176.854 | DIVISION 16 - ELECTRICAL |  | Main Building
Plan-MB-10881 | 15 Way SPN double busbar as per Distribution Board Schedule | No | 1 | 269.126 | 269.126 | DIVISION 16 - ELECTRICAL |  | Main Building
Plan-MB-10882 | 12 Way SPN double busbar as per Distribution Board Schedule | No | 5 | 192.233 | 961.165 | DIVISION 16 - ELECTRICAL |  | Main Building
Plan-MB-10883 | 10 Way SPN double busbar as per Distribution Board Schedule | No | 5 | 184.543 | 922.715 | DIVISION 16 - ELECTRICAL |  | Main Building
Plan-MB-10884 | Feeder Pillar-1: Cubical type as per Distribution Board Schedule | No | 1 | 787.384 | 787.384 | DIVISION 16 - ELECTRICAL |  | Main Building
Plan-MB-10885 | Feeder Pillar-2: Cubical type as per Distribution Board Schedule | No | 1 | 783.54 | 783.54 | DIVISION 16 - ELECTRICAL |  | Main Building
Plan-MB-10886 | DB-SHLT. 1 & 2: Cubical type as per Distribution Board Schedule | No | 2 | 197.615 | 395.23 | DIVISION 16 - ELECTRICAL |  | Main Building
Plan-MB-10887 | DB/AC-SR-01/1,2,3: Cubical type as per Distribution Board Schedule | No | 3 | 187.619 | 562.857 | DIVISION 16 - ELECTRICAL |  | Main Building
Plan-MB-10888 | DB-AHU-05/1,2: Cubical type as per Distribution Board Schedule | No | 2 | 192.233 | 384.466 | DIVISION 16 - ELECTRICAL |  | Main Building
Plan-MB-10889 | DB-AHU-06/1,2: Cubical type as per Distribution Board Schedule | No | 2 | 192.233 | 384.466 | DIVISION 16 - ELECTRICAL |  | Main Building
Plan-MB-10890 | DB-AHU-07/1,2: Cubical type as per Distribution Board Schedule | No | 2 | 192.233 | 384.466 | DIVISION 16 - ELECTRICAL |  | Main Building
Plan-MB-10891 | Dimmer with int. switch (2-Gang) | No | 12 | 553.63 | 6643.56 | DIVISION 16 - ELECTRICAL |  | Main Building
Plan-MB-10892 | Dimmer with int. switch (4-Gang) | No | 3 | 330.64 | 991.92 | DIVISION 16 - ELECTRICAL |  | Main Building
Plan-MB-10893 | Occupancy sensor | No | 39 | 69.204 | 2698.956 | DIVISION 16 - ELECTRICAL |  | Main Building
Plan-MB-10894 | 8 Channel switch actuator with timer | No | 7 | 292.193 | 2045.351 | DIVISION 16 - ELECTRICAL |  | Main Building
Plan-MB-10895 | 4 Channel switch actuator with timer | No | 3 | 176.854 | 530.562 | DIVISION 16 - ELECTRICAL |  | Main Building
Plan-MB-10896 | Un-interruptible EIB Power Supply | No | 2 | 92.272 | 184.544 | DIVISION 16 - ELECTRICAL |  | Main Building
Plan-MB-10897 | Battery module | No | 2 | 73.048 | 146.096 | DIVISION 16 - ELECTRICAL |  | Main Building
Plan-MB-10898 | EIB Bus coupler | No | 23 | 92.272 | 2122.256 | DIVISION 16 - ELECTRICAL |  | Main Building
Plan-MB-10899 | 1-Gang switch | No | 1146 | 53.825 | 61683.45 | DIVISION 16 - ELECTRICAL |  | Main Building
Plan-MB-10900 | 2-Gang switch | No | 91 | 61.514 | 5597.774 | DIVISION 16 - ELECTRICAL |  | Main Building
Plan-MB-10901 | 3-Gang switch | No | 22 | 61.514 | 1353.308 | DIVISION 16 - ELECTRICAL |  | Main Building
Plan-MB-10902 | 1-Gang two way switch | No | 14 | 57.67 | 807.38 | DIVISION 16 - ELECTRICAL |  | Main Building
Plan-MB-10903 | Touch screen | No | 1 | 2460.576 | 2460.576 | DIVISION 16 - ELECTRICAL |  | Main Building
Plan-MB-10904 | PC with graphic software | No | 1 | 261.436 | 261.436 | DIVISION 16 - ELECTRICAL |  | Main Building
Plan-MB-10905 | Lighting control panel | No | 20 | 69.204 | 1384.08 | DIVISION 16 - ELECTRICAL |  | Main Building
Plan-MB-10906 | Drawing #910-BMS-100-01) | Item | 1 | 3460.185 | 3460.185 | DIVISION 16 - ELECTRICAL |  | Main Building
Plan-MB-10907 | Section No. 16462) | Item | 1 | 1537.86 | 1537.86 | DIVISION 16 - ELECTRICAL |  | Main Building
Plan-MB-10908 | Type "F1" | No | 2911 | 16.916 | 49242.476 | DIVISION 16 - ELECTRICAL |  | Main Building
Plan-MB-10909 | Type "F1A" | No | 845 | 32.295 | 27289.275 | DIVISION 16 - ELECTRICAL |  | Main Building
Plan-MB-10910 | Type "F2" | No | 87 | 16.916 | 1471.692 | DIVISION 16 - ELECTRICAL |  | Main Building
Plan-MB-10911 | Type "F2A" | No | 33 | 27.681 | 913.473 | DIVISION 16 - ELECTRICAL |  | Main Building
Plan-MB-10912 | Type "F3" | No | 15 | 6.151 | 92.265 | DIVISION 16 - ELECTRICAL |  | Main Building
Plan-MB-10913 | Type "F3A" | No | 6 | 49.98 | 299.88 | DIVISION 16 - ELECTRICAL |  | Main Building
Plan-MB-10914 | Type "F4" | No | 1189 | 18.454 | 21941.806 | DIVISION 16 - ELECTRICAL |  | Main Building
Plan-MB-10915 | Type "F4A" | No | 407 | 29.219 | 11892.133 | DIVISION 16 - ELECTRICAL |  | Main Building
Plan-MB-10916 | Type "F5" | No | 150 | 17.685 | 2652.75 | DIVISION 16 - ELECTRICAL |  | Main Building
Plan-MB-10917 | Type "F5A" | No | 97 | 28.45 | 2759.65 | DIVISION 16 - ELECTRICAL |  | Main Building
Plan-MB-10918 | Type "F6" | No | 71 | 17.685 | 1255.635 | DIVISION 16 - ELECTRICAL |  | Main Building
Plan-MB-10919 | Type "F7A" | No | 24 | 42.291 | 1014.984 | DIVISION 16 - ELECTRICAL |  | Main Building
Plan-MB-10920 | Type "F8" | No | 9 | 61.514 | 553.626 | DIVISION 16 - ELECTRICAL |  | Main Building
Plan-MB-10921 | Type "F8A" | No | 17 | 73.048 | 1241.816 | DIVISION 16 - ELECTRICAL |  | Main Building
Plan-MB-10922 | Type "F9" | No | 103 | 28.45 | 2930.35 | DIVISION 16 - ELECTRICAL |  | Main Building
Plan-MB-10923 | Type "F9A" | No | 17 | 43.829 | 745.093 | DIVISION 16 - ELECTRICAL |  | Main Building
Plan-MB-10924 | Type "F10" | No | 63 | 20.761 | 1307.943 | DIVISION 16 - ELECTRICAL |  | Main Building
Plan-MB-10925 | Type "F10A" | No | 107 | 36.14 | 3866.98 | DIVISION 16 - ELECTRICAL |  | Main Building
Plan-MB-10926 | Type "F11A" | No | 129 | 49.98 | 6447.42 | DIVISION 16 - ELECTRICAL |  | Main Building
Plan-MB-10927 | Type "F12" | No | 55 | 38.447 | 2114.585 | DIVISION 16 - ELECTRICAL |  | Main Building
Plan-MB-10928 | Type "F12A" | No | 2 | 38.447 | 76.894 | DIVISION 16 - ELECTRICAL |  | Main Building
Plan-MB-10929 | Type "F13" | No | 98 | 18.454 | 1808.492 | DIVISION 16 - ELECTRICAL |  | Main Building
Plan-MB-10930 | Type "F13A" | No | 61 | 29.219 | 1782.359 | DIVISION 16 - ELECTRICAL |  | Main Building
Plan-MB-10931 | Type "F14" | No | 25 | 45.367 | 1134.175 | DIVISION 16 - ELECTRICAL |  | Main Building
Plan-MB-10932 | Type "F15" | No | 29 | 18.454 | 535.166 | DIVISION 16 - ELECTRICAL |  | Main Building
Plan-MB-10933 | Type "F15A" | No | 10 | 29.219 | 292.19 | DIVISION 16 - ELECTRICAL |  | Main Building
Plan-MB-10934 | Type "F16" | No | 32 | 16.916 | 541.312 | DIVISION 16 - ELECTRICAL |  | Main Building
Plan-MB-10935 | Type "F16A" | No | 8 | 27.681 | 221.448 | DIVISION 16 - ELECTRICAL |  | Main Building
Plan-MB-10936 | Type "F17" | No | 49 | 16.916 | 828.884 | DIVISION 16 - ELECTRICAL |  | Main Building
Plan-MB-10937 | Type "F17A" | No | 11 | 27.681 | 304.491 | DIVISION 16 - ELECTRICAL |  | Main Building
Plan-MB-10938 | Type "F18" | No | 25 | 33.064 | 826.6 | DIVISION 16 - ELECTRICAL |  | Main Building
Plan-MB-10939 | Type "F18A" | No | 1 | 43.829 | 43.829 | DIVISION 16 - ELECTRICAL |  | Main Building
Plan-MB-10940 | Type "F19" | No | 31 | 8.458 | 262.198 | DIVISION 16 - ELECTRICAL |  | Main Building
Plan-MB-10941 | Type "F19A" | No | 8 | 55.363 | 442.904 | DIVISION 16 - ELECTRICAL |  | Main Building
Plan-MB-10942 | Type "F21" | No | 48 | 33.833 | 1623.984 | DIVISION 16 - ELECTRICAL |  | Main Building
Plan-MB-10943 | Type "F21A" | No | 16 | 29.988 | 479.808 | DIVISION 16 - ELECTRICAL |  | Main Building
Plan-MB-10944 | Type "F22" | No | 8 | 40.753 | 326.024 | DIVISION 16 - ELECTRICAL |  | Main Building
Plan-MB-10945 | Type "F23" | No | 44 | 18.454 | 811.976 | DIVISION 16 - ELECTRICAL |  | Main Building
Plan-MB-10946 | Type "F23A" | No | 14 | 29.219 | 409.066 | DIVISION 16 - ELECTRICAL |  | Main Building
Plan-MB-10947 | Type "F24" | No | 34 | 18.454 | 627.436 | DIVISION 16 - ELECTRICAL |  | Main Building
Plan-MB-10948 | Type "F24A" | No | 10 | 29.219 | 292.19 | DIVISION 16 - ELECTRICAL |  | Main Building
Plan-MB-10949 | Type "F25A" | No | 23 | 85.351 | 1963.073 | DIVISION 16 - ELECTRICAL |  | Main Building
Plan-MB-10950 | Type "F26" | No | 5 | 109.188 | 545.94 | DIVISION 16 - ELECTRICAL |  | Main Building
Plan-MB-10951 | Type "F27" | MR | 466 | 25.375 | 11824.75 | DIVISION 16 - ELECTRICAL |  | Main Building
Plan-MB-10952 | Type "F28" | MR | 85 | 14.61 | 1241.85 | DIVISION 16 - ELECTRICAL |  | Main Building
Plan-MB-10953 | Exit sign (inside staircase) | No | 99 | 14.61 | 1446.39 | DIVISION 16 - ELECTRICAL |  | Main Building
Plan-MB-10954 | Exit sign (Decorative) | No | 68 | 28.45 | 1934.6 | DIVISION 16 - ELECTRICAL |  | Main Building
Plan-MB-10955 | Input V=415V, Output V=240V, back-up time duration 1hr. | No | 1 | 23067.9 | 23067.9 | DIVISION 16 - ELECTRICAL |  | Main Building
Plan-MB-10956 | Input V=415V, Output V=240V, back-up time duration 1hr. | No | 1 | 26912.55 | 26912.55 | DIVISION 16 - ELECTRICAL |  | Main Building
Plan-MB-10957 | Multi point air terminal. | No | 8 | 30.757 | 246.056 | DIVISION 16 - ELECTRICAL |  | Main Building
Plan-MB-10958 | 25mmx3mm copper tape | MR | 630 | 2.307 | 1453.41 | DIVISION 16 - ELECTRICAL |  | Main Building
Plan-MB-10959 | 1Cx70mm2 copper in conduit | MR | 160 | 6.151 | 984.16 | DIVISION 16 - ELECTRICAL |  | Main Building
Plan-MB-10960 | Earth pit with electrode rods | No | 8 | 44.598 | 356.784 | DIVISION 16 - ELECTRICAL |  | Main Building
Plan-MB-10961 | drawing and specifications and all necessary accessories | No | 29 | 2460.576 | 71356.704 | DIVISION 16 - ELECTRICAL |  | Main Building
Plan-MB-10962 | backup MDR and SDR in each floor on cable tray | MR | 2060 | 2.307 | 4752.42 | DIVISION 16 - ELECTRICAL |  | Main Building
Plan-MB-10963 | backup MDR | MR | 180 | 4.614 | 830.52 | DIVISION 16 - ELECTRICAL |  | Main Building
Plan-MB-10964 | and SDR in each floor on cable tray. | MR | 1065 | 7.689 | 8188.785 | DIVISION 16 - ELECTRICAL |  | Main Building
Plan-MB-10965 | complete the termination of cables as per the specifications. | Item | LS | 3460.185 | 3460.185 | DIVISION 16 - ELECTRICAL |  | Main Building
Plan-MB-10966 | Cable tray 40cm wide, made of galvanized steel | MR | 60 | 11.534 | 692.04 | DIVISION 16 - ELECTRICAL |  | Main Building
Plan-MB-10967 | 30x30x15cm G.S. draw box | No | 5 | 10.765 | 53.825 | DIVISION 16 - ELECTRICAL |  | Main Building
Plan-MB-10968 | 45x45x15cm G.S draw box | No | 7 | 13.841 | 96.887 | DIVISION 16 - ELECTRICAL |  | Main Building
Plan-MB-10969 | 100x100mm G.S. trunking | MR | 1502 | 15.379 | 23099.258 | DIVISION 16 - ELECTRICAL |  | Main Building
Plan-MB-10970 | light gage conduit as per drawing with following items: | No | 1227 | 26.913 | 33022.251 | DIVISION 16 - ELECTRICAL |  | Main Building
Plan-MB-10971 | as per drawing with following items: | No | 412 | 34.602 | 14256.024 | DIVISION 16 - ELECTRICAL |  | Main Building
Plan-MB-10972 | technical specification and requirements for SDR at Basement. | No | 1 | 922.716 | 922.716 | DIVISION 16 - ELECTRICAL |  | Main Building
Plan-MB-10973 | back-up MDR, SDR at Ground, 1st and 2nd floor (Zone 1). | No | 7 | 845.823 | 5920.761 | DIVISION 16 - ELECTRICAL |  | Main Building
Plan-MB-10974 | 2nd floor (Zone 2). | No | 1 | 1537.86 | 1537.86 | DIVISION 16 - ELECTRICAL |  | Main Building
Plan-MB-10975 | Modular coreswitch | No | 2 | 15532.386 | 31064.772 | DIVISION 16 - ELECTRICAL |  | Main Building
Plan-MB-10976 | Modular Edge Switches - Basement | No | 1 | 13840.74 | 13840.74 | DIVISION 16 - ELECTRICAL |  | Main Building
Plan-MB-10977 | Modular Edge Switches - Ground Floor | No | 4 | 8458.23 | 33832.92 | DIVISION 16 - ELECTRICAL |  | Main Building
Plan-MB-10978 | Modular Edge Switches - First Floor | No | 4 | 8035.319 | 32141.276 | DIVISION 16 - ELECTRICAL |  | Main Building
Plan-MB-10979 | Modular Edge Switches - Second Floor | No | 5 | 861.202 | 4306.01 | DIVISION 16 - ELECTRICAL |  | Main Building
Plan-MB-10980 | Wireless LAN Access Points | Item | LS | 3844.65 | 3844.65 | DIVISION 16 - ELECTRICAL |  | Main Building
Plan-MB-10981 | Wireless Control System | No | 2 | 2552.848 | 5105.696 | DIVISION 16 - ELECTRICAL |  | Main Building
Plan-MB-10982 | Service Level Agreement - 1 Year | Item | LS | 3844.65 | 3844.65 | DIVISION 16 - ELECTRICAL |  | Main Building
Plan-MB-10983 | Training | Item | LS | 2691.255 | 2691.255 | DIVISION 16 - ELECTRICAL |  | Main Building
Plan-MB-10984 | Interface with BMS | Item | LS | 2306.79 | 2306.79 | DIVISION 16 - ELECTRICAL |  | Main Building
Plan-MB-10985 | Executive Video SIP Telephones | No | 25 | 176.854 | 4421.35 | DIVISION 16 - ELECTRICAL |  | Main Building
Plan-MB-10986 | Executive SIP Telephones | No | 130 | 153.786 | 19992.18 | DIVISION 16 - ELECTRICAL |  | Main Building
Plan-MB-10987 | SIP Phones | No | 350 | 92.272 | 32295.2 | DIVISION 16 - ELECTRICAL |  | Main Building
Plan-MB-10988 | Conference SIP Telephones | No | 15 | 222.99 | 3344.85 | DIVISION 16 - ELECTRICAL |  | Main Building
Plan-MB-10989 | Wireless SIP Phones | No | 20 | 153.786 | 3075.72 | DIVISION 16 - ELECTRICAL |  | Main Building
Plan-MB-10990 | SIP Users License | No | 540 | 30.757 | 16608.78 | DIVISION 16 - ELECTRICAL |  | Main Building
Plan-MB-10991 | Analog lines | No | 30 | 1753.16 | 52594.8 | DIVISION 16 - ELECTRICAL |  | Main Building
Plan-MB-10992 | Unified Messaging for Voicemail License | No | 300 | 15.379 | 4613.7 | DIVISION 16 - ELECTRICAL |  | Main Building
Plan-MB-10993 | Unified Messaging for E-Fax License | No | 250 | 9.996 | 2499 | DIVISION 16 - ELECTRICAL |  | Main Building
Plan-MB-10994 | Expansion Key Modules | No | 20 | 125.336 | 2506.72 | DIVISION 16 - ELECTRICAL |  | Main Building
Plan-MB-10995 | Fax Machines | No | 13 | 307.572 | 3998.436 | DIVISION 16 - ELECTRICAL |  | Main Building
Plan-MB-10996 | 25% Spare SIP telephone from each type and SIP user's license | Item | LS | 3844.65 | 3844.65 | DIVISION 16 - ELECTRICAL |  | Main Building
Plan-MB-10997 | General addressable alarm gong bell "8" dia weatherproof | No | 8 | 41.154 | 329.232 | DIVISION 16 - ELECTRICAL |  | Main Building
Plan-MB-10998 | Addressable optical smoke detection | No | 1445 | 27.075 | 39123.375 | DIVISION 16 - ELECTRICAL |  | Main Building
Plan-MB-10999 | Addressable 6" bell (IP20) | No | 76 | 30.324 | 2304.624 | DIVISION 16 - ELECTRICAL |  | Main Building
Plan-MB-11000 | Addressable 6" bell, weatherproof (IP54 or better) | No | 12 | 41.154 | 493.848 | DIVISION 16 - ELECTRICAL |  | Main Building
Plan-MB-11001 | Addressable manual call point (IP20) | No | 108 | 20.577 | 2222.316 | DIVISION 16 - ELECTRICAL |  | Main Building
Plan-MB-11002 | weatherproof (IP54 or better) | No | 8 | 37.905 | 303.24 | DIVISION 16 - ELECTRICAL |  | Main Building
Plan-MB-11003 | Addressable heat detector | No | 15 | 24.909 | 373.635 | DIVISION 16 - ELECTRICAL |  | Main Building
Plan-MB-11004 | Addressable Hydro Carbon Detector | No | 1 | 27.075 | 27.075 | DIVISION 16 - ELECTRICAL |  | Main Building
Plan-MB-11005 | Visual addressable alarm | No | 20 | 25.375 | 507.5 | DIVISION 16 - ELECTRICAL |  | Main Building
Plan-MB-11006 | Addressable Beam detector | No | 14 | 205.77 | 2880.78 | DIVISION 16 - ELECTRICAL |  | Main Building
Plan-MB-11007 | Addressable hydrogen sulfide detector | No | 1 | 270.75 | 270.75 | DIVISION 16 - ELECTRICAL |  | Main Building
Plan-MB-11008 | Door Monitor | No | 46 | 15.379 | 707.434 | DIVISION 16 - ELECTRICAL |  | Main Building
Plan-MB-11009 | 30x30x7.5cm draw box | No | 1 | 30.757 | 30.757 | DIVISION 16 - ELECTRICAL |  | Main Building
Plan-MB-11010 | Interface unit for smoke damper | No | 32 | 16.916 | 541.312 | DIVISION 16 - ELECTRICAL |  | Main Building
Plan-MB-11011 | Door contact (For electrical door to be open in case of fire) | No | 11 | 25.375 | 279.125 | DIVISION 16 - ELECTRICAL |  | Main Building
Plan-MB-11012 | per drawing and specification | No | 2 | 1999.218 | 3998.436 | DIVISION 16 - ELECTRICAL |  | Main Building
Plan-MB-11013 | (Refer to Schematic drawing # 910-FA-100-06) | Item | LS | 2306.79 | 2306.79 | DIVISION 16 - ELECTRICAL |  | Main Building
Plan-MB-11014 | at control room | No | 1 | 107.65 | 107.65 | DIVISION 16 - ELECTRICAL |  | Main Building
Plan-MB-11015 | item 1.06 J and 2.01 B | No | 1 | 230.679 | 230.679 | DIVISION 16 - ELECTRICAL |  | Main Building
Plan-MB-11016 | Interface to BMS as per specification 16721, item 2.01.A.8 | No | 1 | 2460.576 | 2460.576 | DIVISION 16 - ELECTRICAL |  | Main Building
Plan-MB-11017 | Analog fixed Indoor Color Camera | No | 25 | 253.747 | 6343.675 | DIVISION 16 - ELECTRICAL |  | Main Building
Plan-MB-11018 | Analog PTZ Indoor Dome Color Camera | No | 25 | 538.251 | 13456.275 | DIVISION 16 - ELECTRICAL |  | Main Building
Plan-MB-11019 | housing | No | 5 | 922.716 | 4613.58 | DIVISION 16 - ELECTRICAL |  | Main Building
Plan-MB-11020 | housing | No | 8 | 307.572 | 2460.576 | DIVISION 16 - ELECTRICAL |  | Main Building
Plan-MB-11021 | Joystick keyboard | No | 5 | 334.485 | 1672.425 | DIVISION 16 - ELECTRICAL |  | Main Building
Plan-MB-11022 | Digital video recorder 16 channel input | No | 11 | 922.716 | 10149.876 | DIVISION 16 - ELECTRICAL |  | Main Building
Plan-MB-11023 | Fiber Optic Video Transmission & receiver | Item | 1 | 96.116 | 96.116 | DIVISION 16 - ELECTRICAL |  | Main Building
Plan-MB-11024 | and video recording | No | 1 | 180.699 | 180.699 | DIVISION 16 - ELECTRICAL |  | Main Building
Plan-MB-11025 | and 52" LCD screen | No | 3 | 630.523 | 1891.569 | DIVISION 16 - ELECTRICAL |  | Main Building
Plan-MB-11026 | and 19" LCD screen | No | 6 | 192.233 | 1153.398 | DIVISION 16 - ELECTRICAL |  | Main Building
Plan-MB-11027 | and battery | Item | 1 | 96.116 | 96.116 | DIVISION 16 - ELECTRICAL |  | Main Building
Plan-MB-11028 | Proximity card reader | No | 20 | 23.068 | 461.36 | DIVISION 16 - ELECTRICAL |  | Main Building
Plan-MB-11029 | Electromagnetic door lock | No | 12 | 46.136 | 553.632 | DIVISION 16 - ELECTRICAL |  | Main Building
Plan-MB-11030 | Magnetic door contact | No | 17 | 3.845 | 65.365 | DIVISION 16 - ELECTRICAL |  | Main Building
Plan-MB-11031 | Emergency exit button | No | 12 | 7.689 | 92.268 | DIVISION 16 - ELECTRICAL |  | Main Building
Plan-MB-11032 | server/software | Item | 1 | 653.591 | 653.591 | DIVISION 16 - ELECTRICAL |  | Main Building
Plan-MB-11033 | Proximity cards | No | 1000 | 3.845 | 3845 | DIVISION 16 - ELECTRICAL |  | Main Building
Plan-MB-11034 | Security rack and console | Item | 1 | 1537.86 | 1537.86 | DIVISION 16 - ELECTRICAL |  | Main Building
Plan-MB-11035 | (Refer to drawing # 910-CS-100-05/06) | Item | LS | 2306.79 | 2306.79 | DIVISION 16 - ELECTRICAL |  | Main Building
Plan-MB-11036 | Dish antenna for arabsat, nilesat and hotbird | No | 3 | 299.883 | 899.649 | DIVISION 16 - ELECTRICAL |  | Main Building
Plan-MB-11037 | Quattro LNB | No | 3 | 153.786 | 461.358 | DIVISION 16 - ELECTRICAL |  | Main Building
Plan-MB-11038 | for FTA & 10 pay channels) | Item | 1 | 5051.87 | 5051.87 | DIVISION 16 - ELECTRICAL |  | Main Building
Plan-MB-11039 | VOD Server hardware and software | Item | 1 | 1484.035 | 1484.035 | DIVISION 16 - ELECTRICAL |  | Main Building
Plan-MB-11040 | Encoder for 6 terrestrial channels | Item | 1 | 1076.502 | 1076.502 | DIVISION 16 - ELECTRICAL |  | Main Building
Plan-MB-11041 | IP TV Admin and Middleware Server with Software | Item | 1 | 3052.652 | 3052.652 | DIVISION 16 - ELECTRICAL |  | Main Building
Plan-MB-11042 | Set top box complete with remote control | No | 20 | 99.961 | 1999.22 | DIVISION 16 - ELECTRICAL |  | Main Building
Plan-MB-11043 | Software license for each set top box | No | 20 | 207.611 | 4152.22 | DIVISION 16 - ELECTRICAL |  | Main Building
Plan-MB-11044 | TV head end | Item | 1 | 1545.549 | 1545.549 | DIVISION 16 - ELECTRICAL |  | Main Building
Plan-MB-11045 | Patch panel 24 port | No | 1 | 2883.488 | 2883.488 | DIVISION 16 - ELECTRICAL |  | Main Building
Plan-MB-11046 | System rack | No | 1 | 1284.113 | 1284.113 | DIVISION 16 - ELECTRICAL |  | Main Building
Plan-MB-11047 | Connecting patch cord | Item | 1 | 199.922 | 199.922 | DIVISION 16 - ELECTRICAL |  | Main Building
Plan-MB-11048 | Connecting RG-11 to dish | Item | 1 | 269.126 | 269.126 | DIVISION 16 - ELECTRICAL |  | Main Building
Plan-MB-11049 | 6 Core fiber 50/125mm OM3 fiber optic cable | Mts | 90 | 161.475 | 14532.75 | DIVISION 16 - ELECTRICAL |  | Main Building
Plan-MB-11050 | Accessories | Item | 1 | 994.995 | 994.995 | DIVISION 16 - ELECTRICAL |  | Main Building
Plan-MB-11051 | Installation, testing and commissioning | Item | 1 | 1191.842 | 1191.842 | DIVISION 16 - ELECTRICAL |  | Main Building
Plan-MB-11052 | 30cm wide cable tray with sun shade | Mts | 85 | 42.291 | 3594.735 | DIVISION 16 - ELECTRICAL |  | Main Building
Plan-MB-11053 | with DCF time code output (UTC) | Item | 1 | 105.343 | 105.343 | DIVISION 16 - ELECTRICAL |  | Main Building
Plan-MB-11054 | IP Master Clock Server with software | Item | 1 | 1484.804 | 1484.804 | DIVISION 16 - ELECTRICAL |  | Main Building
Plan-MB-11055 | IP Digital Clock LED Display, double face | No | 20 | 246.058 | 4921.16 | DIVISION 16 - ELECTRICAL |  | Main Building
Plan-MB-11056 | (Refer to drawing # 910-T-100-06) | Item | LS | 999.609 | 999.609 | DIVISION 16 - ELECTRICAL |  | Main Building
Plan-MB-11057 | System Manager | No | 1 | 1309.488 | 1309.488 | DIVISION 16 - ELECTRICAL |  | Main Building
Plan-MB-11058 | Audio I/P Unit | No | 1 | 1609.37 | 1609.37 | DIVISION 16 - ELECTRICAL |  | Main Building
Plan-MB-11059 | Audio O/P Unit | No | 2 | 1891.568 | 3783.136 | DIVISION 16 - ELECTRICAL |  | Main Building
Plan-MB-11060 | Zone Paging Microphone | No | 2 | 715.105 | 1430.21 | DIVISION 16 - ELECTRICAL |  | Main Building
Plan-MB-11061 | CD Player | No | 1 | 135.332 | 135.332 | DIVISION 16 - ELECTRICAL |  | Main Building
Plan-MB-11062 | AM/FM Tuner | No | 1 | 176.854 | 176.854 | DIVISION 16 - ELECTRICAL |  | Main Building
Plan-MB-11063 | Ceiling mount speaker | No | 225 | 30.757 | 6920.325 | DIVISION 16 - ELECTRICAL |  | Main Building
Plan-MB-11064 | Projector Horn Speaker | No | 1 | 1759.312 | 1759.312 | DIVISION 16 - ELECTRICAL |  | Main Building
Plan-MB-11065 | Digital Automatic Voice Announcer | No | 1 | 649.746 | 649.746 | DIVISION 16 - ELECTRICAL |  | Main Building
Plan-MB-11066 | 4 CH power amplifier | No | 4 | 609.761 | 2439.044 | DIVISION 16 - ELECTRICAL |  | Main Building
Plan-MB-11067 | Volume control | No | 14 | 49.98 | 699.72 | DIVISION 16 - ELECTRICAL |  | Main Building
Plan-MB-11068 | Hub switch | No | 1 | 125.336 | 125.336 | DIVISION 16 - ELECTRICAL |  | Main Building
Plan-MB-11069 | Power supply for the system | No | 1 | 939.632 | 939.632 | DIVISION 16 - ELECTRICAL |  | Main Building
Plan-MB-11070 | 19" Rack cabinet | No | 1 | 289.887 | 289.887 | DIVISION 16 - ELECTRICAL |  | Main Building
Plan-MB-11071 | Mixer Amplifier | No | 1 | 189.926 | 189.926 | DIVISION 16 - ELECTRICAL |  | Main Building
Plan-MB-11072 | Paging Microphone | No | 1 | 46.136 | 46.136 | DIVISION 16 - ELECTRICAL |  | Main Building
Plan-MB-11073 | CD Player | No | 1 | 153.786 | 153.786 | DIVISION 16 - ELECTRICAL |  | Main Building
Plan-MB-11074 | AM/FM Tuner | No | 1 | 192.233 | 192.233 | DIVISION 16 - ELECTRICAL |  | Main Building
Plan-MB-11075 | Ceiling mount speaker | No | 6 | 42.291 | 253.746 | DIVISION 16 - ELECTRICAL |  | Main Building
Plan-MB-11076 | 19" Rack cabinet | No | 1 | 307.572 | 307.572 | DIVISION 16 - ELECTRICAL |  | Main Building
Plan-MB-11077 | Mixer Amplifier | No | 3 | 189.926 | 569.778 | DIVISION 16 - ELECTRICAL |  | Main Building
Plan-MB-11078 | Handheld W/L Microphone | No | 3 | 189.926 | 569.778 | DIVISION 16 - ELECTRICAL |  | Main Building
Plan-MB-11079 | DVD Player | No | 3 | 192.233 | 576.699 | DIVISION 16 - ELECTRICAL |  | Main Building
Plan-MB-11080 | AM/FM Tuner | No | 3 | 184.543 | 553.629 | DIVISION 16 - ELECTRICAL |  | Main Building
Plan-MB-11081 | Wall mount speaker | No | 12 | 69.204 | 830.448 | DIVISION 16 - ELECTRICAL |  | Main Building
Plan-MB-11082 | 19" Rack cabinet | No | 3 | 261.436 | 784.308 | DIVISION 16 - ELECTRICAL |  | Main Building
Plan-MB-11083 | dome cameras and switcher. | No | 1 | 20761.11 | 20761.11 | DIVISION 16 - ELECTRICAL |  | Main Building
Plan-MB-11084 | Video wall display | No | 1 | 69203.7 | 69203.7 | DIVISION 16 - ELECTRICAL |  | Main Building
Plan-MB-11085 | Quad processor | No | 1 | 2652.809 | 2652.809 | DIVISION 16 - ELECTRICAL |  | Main Building
Plan-MB-11086 | RGBHV Matrix 24x24 | No | 1 | 6535.905 | 6535.905 | DIVISION 16 - ELECTRICAL |  | Main Building
Plan-MB-11087 | PC Interface in F.Box | No | 3 | 269.894 | 809.682 | DIVISION 16 - ELECTRICAL |  | Main Building
Plan-MB-11088 | Smart Lectern Complete | No | 1 | 1969.23 | 1969.23 | DIVISION 16 - ELECTRICAL |  | Main Building
Plan-MB-11089 | Blu-ray Player | No | 1 | 179.93 | 179.93 | DIVISION 16 - ELECTRICAL |  | Main Building
Plan-MB-11090 | Preview Monitor | No | 3 | 869.66 | 2608.98 | DIVISION 16 - ELECTRICAL |  | Main Building
Plan-MB-11091 | 40" Public Display | No | 3 | 1149.55 | 3448.65 | DIVISION 16 - ELECTRICAL |  | Main Building
Plan-MB-11092 | Four inputs scalar | No | 1 | 679.734 | 679.734 | DIVISION 16 - ELECTRICAL |  | Main Building
Plan-MB-11093 | Video Streamer Encoder/Decoder | No | 2 | 269.126 | 538.252 | DIVISION 16 - ELECTRICAL |  | Main Building
Plan-MB-11094 | C.R. PC | No | 1 | 346.019 | 346.019 | DIVISION 16 - ELECTRICAL |  | Main Building
Plan-MB-11095 | V.C. Codec | No | 1 | 3321.778 | 3321.778 | DIVISION 16 - ELECTRICAL |  | Main Building
Plan-MB-11096 | HDD Recorder | No | 3 | 1119.562 | 3358.686 | DIVISION 16 - ELECTRICAL |  | Main Building
Plan-MB-11097 | Power Amplifier (A) | No | 2 | 464.434 | 928.868 | DIVISION 16 - ELECTRICAL |  | Main Building
Plan-MB-11098 | Power Amplifier (B) | No | 1 | 1019.601 | 1019.601 | DIVISION 16 - ELECTRICAL |  | Main Building
Plan-MB-11099 | Line Array Speaker | No | 4 | 1022.677 | 4090.708 | DIVISION 16 - ELECTRICAL |  | Main Building
Plan-MB-11100 | Bass Speaker | No | 2 | 422.912 | 845.824 | DIVISION 16 - ELECTRICAL |  | Main Building
Plan-MB-11101 | Side Speaker | No | 2 | 1599.374 | 3198.748 | DIVISION 16 - ELECTRICAL |  | Main Building
Plan-MB-11102 | Active Monitor Speaker on Stage | No | 2 | 376.776 | 753.552 | DIVISION 16 - ELECTRICAL |  | Main Building
Plan-MB-11103 | C.R. Speakers | No | 2 | 339.867 | 679.734 | DIVISION 16 - ELECTRICAL |  | Main Building
Plan-MB-11104 | Digital Controller | No | 1 | 399.844 | 399.844 | DIVISION 16 - ELECTRICAL |  | Main Building
Plan-MB-11105 | DSP Audio Matrix 12x12 | No | 1 | 1176.463 | 1176.463 | DIVISION 16 - ELECTRICAL |  | Main Building
Plan-MB-11106 | Digital Audio Mixer | No | 1 | 6886.537 | 6886.537 | DIVISION 16 - ELECTRICAL |  | Main Building
Plan-MB-11107 | Handheld wireless mic with receiver | No | 2 | 376.776 | 753.552 | DIVISION 16 - ELECTRICAL |  | Main Building
Plan-MB-11108 | Clip type wireless mic with receiver | No | 2 | 376.776 | 753.552 | DIVISION 16 - ELECTRICAL |  | Main Building
Plan-MB-11109 | Wired mic with floor/table stand | No | 5 | 92.272 | 461.36 | DIVISION 16 - ELECTRICAL |  | Main Building
Plan-MB-11110 | Feedback terminator | No | 1 | 315.261 | 315.261 | DIVISION 16 - ELECTRICAL |  | Main Building
Plan-MB-11111 | CD Player | No | 1 | 192.233 | 192.233 | DIVISION 16 - ELECTRICAL |  | Main Building
Plan-MB-11112 | FM Tuner with external antenna | No | 1 | 207.611 | 207.611 | DIVISION 16 - ELECTRICAL |  | Main Building
Plan-MB-11113 | 9.0" W/L Touch panel with docking station | No | 1 | 2422.13 | 2422.13 | DIVISION 16 - ELECTRICAL |  | Main Building
Plan-MB-11114 | 12" Wired Touch Screen | No | 1 | 3844.65 | 3844.65 | DIVISION 16 - ELECTRICAL |  | Main Building
Plan-MB-11115 | 19" Rack cabinet | No | 1 | 307.572 | 307.572 | DIVISION 16 - ELECTRICAL |  | Main Building
Plan-MB-11116 | Console in C.R. | No | 1 | 615.144 | 615.144 | DIVISION 16 - ELECTRICAL |  | Main Building
Plan-MB-11117 | Broadcasting PTZ camera with RGB O/P | No | 3 | 3075.72 | 9227.16 | DIVISION 16 - ELECTRICAL |  | Main Building
Plan-MB-11118 | HDD Multi track for interpreters recording | No | 1 | 445.979 | 445.979 | DIVISION 16 - ELECTRICAL |  | Main Building
Plan-MB-11119 | spare lamps. | No | 2 | 1276.424 | 2552.848 | DIVISION 16 - ELECTRICAL |  | Main Building
Plan-MB-11120 | Motorized Revelation Mirror System | No | 2 | 1469.425 | 2938.85 | DIVISION 16 - ELECTRICAL |  | Main Building
Plan-MB-11121 | 17" POP-UP Screen | No | 14 | 1153.395 | 16147.53 | DIVISION 16 - ELECTRICAL |  | Main Building
Plan-MB-11122 | Smart Lectern complete | No | 1 | 2104.561 | 2104.561 | DIVISION 16 - ELECTRICAL |  | Main Building
Plan-MB-11123 | RGBHV Matrix 16x16 | No | 2 | 5038.029 | 10076.058 | DIVISION 16 - ELECTRICAL |  | Main Building
Plan-MB-11124 | Blu-ray Player | No | 2 | 179.93 | 359.86 | DIVISION 16 - ELECTRICAL |  | Main Building
Plan-MB-11125 | DSP Audio Matrix | No | 2 | 1174.925 | 2349.85 | DIVISION 16 - ELECTRICAL |  | Main Building
Plan-MB-11126 | Power Amplifier | No | 2 | 115.34 | 230.68 | DIVISION 16 - ELECTRICAL |  | Main Building
Plan-MB-11127 | Ceiling Speaker | No | 12 | 34.602 | 415.224 | DIVISION 16 - ELECTRICAL |  | Main Building
Plan-MB-11128 | 4 Input scalar | No | 2 | 679.734 | 1359.468 | DIVISION 16 - ELECTRICAL |  | Main Building
Plan-MB-11129 | 9.0" W/L Touch screen with Docking & Controller | No | 2 | 2424.436 | 4848.872 | DIVISION 16 - ELECTRICAL |  | Main Building
Plan-MB-11130 | and 1 chairman | No | 2 | 7567.809 | 15135.618 | DIVISION 16 - ELECTRICAL |  | Main Building
Plan-MB-11131 | Video conference system with camera | No | 2 | 2414.44 | 4828.88 | DIVISION 16 - ELECTRICAL |  | Main Building
Plan-MB-11132 | Rack mount PC | No | 2 | 349.863 | 699.726 | DIVISION 16 - ELECTRICAL |  | Main Building
Plan-MB-11133 | 19" Rack cabinet | No | 1 | 289.887 | 289.887 | DIVISION 16 - ELECTRICAL |  | Main Building
Plan-MB-11134 | two spare lamps | No | 1 | 9227.16 | 9227.16 | DIVISION 16 - ELECTRICAL |  | Main Building
Plan-MB-11135 | Motorized Revelation Mirror System | No | 1 | 1545.549 | 1545.549 | DIVISION 16 - ELECTRICAL |  | Main Building
Plan-MB-11136 | Handheld wireless mic with receiver | No | 1 | 376.776 | 376.776 | DIVISION 16 - ELECTRICAL |  | Main Building
Plan-MB-11137 | Clip type wireless mic with receiver | No | 1 | 376.776 | 376.776 | DIVISION 16 - ELECTRICAL |  | Main Building
Plan-MB-11138 | Smart lectern complete | No | 1 | 1049.589 | 1049.589 | DIVISION 16 - ELECTRICAL |  | Main Building
Plan-MB-11139 | Power amplifier | No | 1 | 115.34 | 115.34 | DIVISION 16 - ELECTRICAL |  | Main Building
Plan-MB-11140 | Ceiling speaker | No | 6 | 30.757 | 184.542 | DIVISION 16 - ELECTRICAL |  | Main Building
Plan-MB-11141 | 7.0" Wired touch screen with controller | No | 1 | 3844.65 | 3844.65 | DIVISION 16 - ELECTRICAL |  | Main Building
Plan-MB-11142 | 19" Rack Cabinet | No | 1 | 307.572 | 307.572 | DIVISION 16 - ELECTRICAL |  | Main Building
Plan-MB-11143 | 70" Public display wall mount | No | 1 | 435.214 | 435.214 | DIVISION 16 - ELECTRICAL |  | Main Building
Plan-MB-11144 | POP-UP Hide away with interface | No | 2 | 179.951 | 359.902 | DIVISION 16 - ELECTRICAL |  | Main Building
Plan-MB-11145 | Ceiling Speaker | No | 6 | 2921.934 | 17531.604 | DIVISION 16 - ELECTRICAL |  | Main Building
Plan-MB-11146 | Power Amplifier | No | 1 | 2845.041 | 2845.041 | DIVISION 16 - ELECTRICAL |  | Main Building
Plan-MB-11147 | Media Switcher | No | 1 | 438.29 | 438.29 | DIVISION 16 - ELECTRICAL |  | Main Building
Plan-MB-11148 | Blu-ray Player | No | 1 | 230.679 | 230.679 | DIVISION 16 - ELECTRICAL |  | Main Building
Plan-MB-11149 | Video conference system with camera | No | 1 | 3844.65 | 3844.65 | DIVISION 16 - ELECTRICAL |  | Main Building
Plan-MB-11150 | controller | No | 1 | 3844.65 | 3844.65 | DIVISION 16 - ELECTRICAL |  | Main Building
Plan-MB-11151 | and 1 chairman | No | 1 | 3075.72 | 3075.72 | DIVISION 16 - ELECTRICAL |  | Main Building
Plan-MB-11152 | 19" Rack cabinet | No | 1 | 307.572 | 307.572 | DIVISION 16 - ELECTRICAL |  | Main Building
Plan-MB-11153 | lens projector | No | 12 | 1153.395 | 13840.74 | DIVISION 16 - ELECTRICAL |  | Main Building
Plan-MB-11154 | POP-UP Hide away with interface | No | 12 | 499.805 | 5997.66 | DIVISION 16 - ELECTRICAL |  | Main Building
Plan-MB-11155 | Blu-ray Player | No | 12 | 199.922 | 2399.064 | DIVISION 16 - ELECTRICAL |  | Main Building
Plan-MB-11156 | Ceiling Speaker | No | 48 | 26.913 | 1291.824 | DIVISION 16 - ELECTRICAL |  | Main Building
Plan-MB-11157 | Power Amplifier | No | 12 | 115.34 | 1384.08 | DIVISION 16 - ELECTRICAL |  | Main Building
Plan-MB-11158 | Media Switches | No | 12 | 346.019 | 4152.228 | DIVISION 16 - ELECTRICAL |  | Main Building
Plan-MB-11159 | 19" Rack cabinet | No | 12 | 230.679 | 2768.148 | DIVISION 16 - ELECTRICAL |  | Main Building
Plan-MB-11160 | For substation (MLTB 1,2,3, EMSB) | No | 4 | 2306.79 | 9227.16 | DIVISION 16 - ELECTRICAL |  | Main Building
Plan-MB-11161 | For DG sets and shelter panels | No | 4 | 3075.72 | 12302.88 | DIVISION 16 - ELECTRICAL |  | Main Building
Plan-MB-11162 | For Electrical System Distribution panels, UPS System, etc. | No | 62 | 230.679 | 14302.098 | DIVISION 16 - ELECTRICAL |  | Main Building
Plan-MB-11163 | Waste Water and Sewerage Submersible Pumps, Irrigation, etc. | No | 4 | 461.358 | 1845.432 | DIVISION 16 - ELECTRICAL |  | Main Building
Plan-MB-11164 | (Temperature, Flow, Pressure, Level) | LOT | LS | 768.93 | 768.93 | DIVISION 16 - ELECTRICAL |  | Main Building
Plan-MB-11165 | Switches (DI-dry contact) (Temperature, Pressure, Level) | LOT | LS | 2306.79 | 2306.79 | DIVISION 16 - ELECTRICAL |  | Main Building
Plan-MB-11166 | Wiring of all field devices to controllers | Item | LS | 7689.3 | 7689.3 | DIVISION 16 - ELECTRICAL |  | Main Building
Plan-MB-11167 | Network Switches/Routers | LOT | LS | 7689.3 | 7689.3 | DIVISION 16 - ELECTRICAL |  | Main Building
Plan-MB-11168 | Monitor, Keyboard Mouse, etc. | Set | 1 | 1922.325 | 1922.325 | DIVISION 16 - ELECTRICAL |  | Main Building
Plan-MB-11169 | IBMS Redundent Server PC | No | 2 | 2737.391 | 5474.782 | DIVISION 16 - ELECTRICAL |  | Main Building
Plan-MB-11170 | IBMS Data Back-up Storage Server | Set | 2 | 3844.65 | 7689.3 | DIVISION 16 - ELECTRICAL |  | Main Building
Plan-MB-11171 | Portable IBMS Workstation/Engineering Tool - LapTop PC | Set | 1 | 1537.86 | 1537.86 | DIVISION 16 - ELECTRICAL |  | Main Building
Plan-MB-11172 | Printers | No | 2 | 499.805 | 999.61 | DIVISION 16 - ELECTRICAL |  | Main Building
Plan-MB-11173 | to Building Telecommunication Structure Data Points | Item | LS | 4998.045 | 4998.045 | DIVISION 16 - ELECTRICAL |  | Main Building
Plan-MB-11174 | management components, glass front door, etc. | Item | LS | 4613.58 | 4613.58 | DIVISION 16 - ELECTRICAL |  | Main Building
Plan-MB-11175 | including Graphic Display Development | Item | LS | 3844.65 | 3844.65 | DIVISION 16 - ELECTRICAL |  | Main Building
Plan-MB-11176 | Equipment Installation | Item | LS | 3844.65 | 3844.65 | DIVISION 16 - ELECTRICAL |  | Main Building
Plan-MB-11177 | Execution Shop Drawings & Superintendents Approvals | Item | LS | 3844.65 | 3844.65 | DIVISION 16 - ELECTRICAL |  | Main Building
Plan-MB-11178 | Testing and Commissioning | Item | LS | 30757.2 | 30757.2 | DIVISION 16 - ELECTRICAL |  | Main Building
Plan-MB-11179 | Operator Manual, Spare Part List, Spare Parts, Tools | Item | LS | 19223.25 | 19223.25 | DIVISION 16 - ELECTRICAL |  | Main Building
Plan-MB-11180 | Warranty, Guarantee, Contract Maintenance Period | Item | LS | 19223.25 | 19223.25 | DIVISION 16 - ELECTRICAL |  | Main Building
Plan-MB-11181 | Training of End User - KOC Operating Staff | Item | LS | 10672.928 | 10672.928 | DIVISION 16 - ELECTRICAL |  | Main Building
Plan-MB-11182 | 19" Rack cabinet | No | 12 | 1922.325 | 23067.9 | DIVISION 16 - ELECTRICAL |  | Main Building
Plan-MB-11183 | Coaxial RF Cable | MR | 775 | 2.307 | 1787.925 | DIVISION 16 - ELECTRICAL |  | Main Building
Plan-MB-11184 | G. S. Conduit 25mm dia. | MR | 124 | 4.614 | 572.136 | DIVISION 16 - ELECTRICAL |  | Main Building
Plan-MB-11185 | Radio Socket Outlet for Coaxial RF Cable | No | 31 | 3.845 | 119.195 | DIVISION 16 - ELECTRICAL |  | Main Building
Plan-MB-11186 | Cable tray 150mm wide with sum shade cover | MR | 35 | 2.307 | 80.745 | DIVISION 16 - ELECTRICAL |  | Main Building
Plan-MB-11187 | Cable tray 150mm wide | MR | 166 | 3.076 | 510.616 | DIVISION 16 - ELECTRICAL |  | Main Building
Plan-MB-11188 | Cable tray 18" inch wide for GSM RF cables | MR | 107 | 3.845 | 411.415 | DIVISION 16 - ELECTRICAL |  | Main Building
Plan-MB-11189 | Cable tray 18" inch wide for GSM RF cables | MR | 20 | 2.307 | 46.14 | DIVISION 16 - ELECTRICAL |  | Main Building
Plan-MB-11190 | Cable tray 100mm wide for RF cables-Cellular Antennas | MR | 123 | 4.614 | 567.522 | DIVISION 16 - ELECTRICAL |  | Main Building